## Cover
Nebius (NBIS) driver-based model
VERSION v0.9e – PROVISIONAL (v0.9d + post-6/30 share/debt convention keyed to each scenario's own PT: Aug-26 notes DEBT below $313.46 (FD 358.56M), Feb-30 converted $313.46-324.65 (369.56M), both if-converted >= $324.65 (376.65M); older six notes tested tranche by tranche at the PT, unconverted notes in net debt at accreted value at the PT date; spot $237.15; headroom ~78M (alt ~97M); Vineland FY27 linked to the Contracts engine (billed MW ~532 / ~659); new Drivers tab. Payback_Recon lock, Monarch †, Butler-slip toggle, D3 scenario-only, SHORT default unchanged)
HEADLINE (bear framing; new shares issued at today's value, convert coupons charged): BUILD PLAN - business worth -$0.9B EV; self-consistent PT $0 (no positive fixed point); spot-issuance memo $84.9. STOP BUILDING - $9.8B EV; PT $13.21 (v0.9d $9.86; +$3.4 from carrying unconverted notes at the Q3'27 accreted claim instead of Q4'30). LEASED $20M ROW (prepay 55% + ABS 50% + split pricing) - EV $4.6B, PT $4.81 (v0.9d $1.45). To justify spot $237.15 the market needs $24.5 / $24.8M per billed IT MW-yr (GB300 / Rubin); the non-Microsoft MW must clear ~$27.6M. SHORT remains the default.
v0.7d changes (each a Bridge step): (1) new shares added to Sh_Basic / fully diluted at the headline issue price (Shares tab plan rows; authority check vs ~82M); (2) off-B/S commitments weight 50% -> 0%: the $19.0B energy + lease commitments are the same rent / power already deducted in EBITDA (double count removed; EV unchanged, equity +$9.5B); (3) Vineland T5-T9 billing aligned to Capacity v2 billing-start quarters (no extra 4-qtr ramp / 50% start quarter): FY27 $447M -> $1,159.5M; (4) HEADLINE PT = SELF-CONSISTENT: ATM, equity top-ups and re-funded converts issued at the solved PT itself (fixed point); spot ($242.81) and path issuance kept as MEMO rows that depend on market access at today's price. v0.7c changes kept: shared floor bridge, Rubin $16.2M derived premium, fit-out out of leased Rubin, idle Vineland MW, 3-yr option, run-off residual, re-sized funding, Vineland T1-T4 bear sensitivity.
Key outputs (live, current scenario)
Scenario | BASE
DCF EV ($M) | -898.814
FD value / share ($) | 0.01
12-month PT ($) | 0
First quarter liquidity < 0 | none to Q4'30
Market EV ($M) | 72907.5335
NOTE: Headline PT = self-consistent issuance; spot-issuance PT is a memo that assumes continued market access at today's price.
Notes - open items
OPEN: FY26 capex below the $20-25B guide (Aug 12 2026 call): v0.3 $18.1B (~$1.9B short); v0.4 split lead $16.7B (~$3.3B short); possible early 2027 shell/power or deposits not in the path. Check: Checks 'FY26 capex vs company guide'. | Owner: Filings / Capacity
HEADLINE PT is SELF-CONSISTENT (PTBasis 1); new shares at today's value v (PT = v x (1+Ke)). v0.9e (FD 358.56M debt treatment / 376.65M if-converted): base $0 / gross $0 / bull $400.5 (if-converted) / bear $0; stop building $13.21. MEMO (market access at today's price): spot $237.15 issuance base $84.9 / bull $367.4 / bear $31.1 / stop $13.2. Shares needed vs ~78M net no-vote headroom (conservative; ~97M if the Aug exchange shares were newly issued). | Owner: Capacity
v0.7d: off-B/S commitments weight 0% (rent / power already in EBITDA; in-horizon rent + power $11.7B, FY30 run-rate $3.9B/yr vs $19.0B commitments; not in capex). MSFT T5-T9 billing at Capacity v2 start quarters (T5-T6 Q2'27, T7-T9 Q3'27, full run-rate): FY27 T5-T9 $1,159.5M (was $447M with extra 4-qtr ramp + 50% start quarter). Billing lag 1 qtr unchanged. | Owner: GPU Market
OPEN: AIB CLT1 prepayment (undisclosed; default $0) and Inferize price (press $100-150M, toggle off). | Owner: Filings
OPEN: Vineland shutdown default OFF (VinShutSel 0); scenarios/weights are Capacity judgment (prob-weighted Q4'26 loss ~$68M at $14.5M/IT MW-yr vs Capacity ~$67M); SLA credits undisclosed; genset power saving not credited. | Owner: Capacity
OPEN: Capacity proposed MW path is a scenario only (MWSel 4) until Capacity's Tuesday file; new-deal $/MW basis (IT vs gross) medium-low confidence; short-term share 10% is an estimate. | Owner: Capacity / Filings
OPEN: ARR scope / whether $3.0B ARR includes signed-not-billing tranches; unexplained ARR residual ~$0.6B shown as a line, not plugged. | Owner: Filings
OPEN: YE27 ~950 MW IT normalization is a placeholder pending Capacity's basis column. | Owner: Capacity
OPEN: Q3'26 transfer into service (model $4,702M) pending Q3 filing; depreciation start dates (material weakness) flagged. | Owner: Filings
FLAGS: DCF EV (-$0.9B) below asset floor EV ($5.6B pre-tax; ~$1.3B after tax): floor is pre-tax and excludes uncontracted reinvestment; DCF most sensitive to Rubin $/MW, GPU life and tax. Bull EV >> 3x base; bear EV < 0; FY26 capex $17.6B below guide; issuance far above authority in base/bear. See Checks. | Owner: Modeling / GPU Market
v0.8 results (static, solved at the v0.8 basis: R5 premium on, coupons uncharged - superseded where a v0.8d figure is given in rows 30-33 / Funding_Stack) [v0.9e: rows 24-26 / 28-29 / 31-33 are historical v0.8 snapshots kept for the audit trail; current figures: row 27 (re-solved at $237.15), row 30 (Funding_Stack re-run), Payback_Floor row 167 (re-solved), Drivers tab]
v0.8 STOP BUILDING (StopBuild=1; Estimated): only signed capacity is built after Q1'27 billing (= sites energized by YE26), plus Meta backstop MW if on. ATM plan and 2027 plan converts are off; equity top-ups only to the $1.0B buffer, at the self-consistent PT. Base: EV $9.8B (build plan -$0.9B), self-consistent PT $13.9, spot memo $19.2, ~138M new shares (convert refunding at PT) vs ~82M authority, YE27 liquidity $3.3B. This includes $3.7B of signed lease + energy commitments for the cut MW (50% x pro-rata share). At 0% it is $27.3 and at 100% $0.5. Bull $125.4 / bear $0 (EV -$2.6B) / gross $15.6. Asset floor $24.3/sh (self-consistent) sits between the 50% and 0% commitment cases. | Owner: Modeling
v0.8 BREAKEVEN NEW-DEAL PRICE ($M per IT MW-yr). Unit NPV = 0, after tax and corporate costs (Payback_Floor G): leased GB300 17.9 / 18.4 / 18.9 at 9 / 10 / 11% WACC; owned Rubin ($52.6M) 18.2 / 18.9 / 19.6. Full model (GB300 and Rubin prices scaled together, Rubin = 1.0125x GB300): build EV = stop EV at GB300 $16.2 / $16.9 / $17.6M; build PT = stop PT at $15.7 / $16.3 / $16.9M. Today: $16.0M GB300 / $16.2M Rubin. Solved by bisection, 2026-10-05. [v0.9e: build PT = stop PT re-solved at $16.7M / $17.4M (10% / 11%); EV breakevens share-independent, unchanged] | Owner: Modeling
v0.9e WHAT HAS TO BE TRUE for a self-consistent PT of $237.15 (GB300 / Rubin $M per IT MW-yr; full-model bisection on a common multiplier, GB300 $16.0M x m / Rubin $16.2M x m; v0.9e share/debt basis; new shares at today's value, coupons charged - same basis as Judge_Slide line 1): (A) price only, $24.5 / $24.8; (B) WACC 9% + GPU life 6 yrs, $19.1 / $19.4; (C) B + bull Rubin capex ($45.8M owned / $33.3M leased), $17.6 / $17.8; (D) WACC 10% + life 6 + bull Rubin capex, $19.5 / $19.7; (E) WACC 9% only, $20.6 / $20.9. Shares needed ~196-241M = ~2.0-3.1x the ~78-97M headroom. Like-for-like old v0.8 solve basis (R5 on, coupons uncharged): A $23.9 / $24.2. v0.9d at $242.81: A $24.7 / $25.1; B $19.3 / $19.5; C $17.8 / $18.0; D $19.7 / $19.9; E $20.8 / $21.0. All solves land in the debt treatment (PT < $313.46). Solved 2026-10-08 ET (tmpw/v09e/solve9e.py). | Owner: Modeling
v0.8 META BACKSTOP toggle (BackstopMW 0/150/190; FY25 20-F p.75 terms Reported, MW mapping Derived / low): placed on the owned Rubin halls, billing from Q3'27, $16M ($14.5M bear) placeholder. It counts as contracted, is off-RPO and is EXCLUDED from the asset floor. Build plan base PT $4.0 -> $6.6 / $6.9 (150 / 190 MW). Stop-building $13.9 -> $21.9 / $24.1. v0.8b builds stop-case backstop MW at $52.6M owned Rubin (v0.8 had $26.2 / $29.6 at the ~$40M path rate). In the build plan the halls are already in the Capacity path at their own site rates. At $16M the backstop is below the $19.6M owned-Rubin breakeven, so stop EV falls ($9.8B -> $9.0B); PT rises because the cut-MW commitments shrink. In bear, 190 MW exceeds the YE27 uncontracted fleet by ~34 MW. | Owner: Filings / Capacity
v0.8 FUNDING RECONCILIATION (Funding tab): Capacity ~$17.5B uncontracted capex vs model capex Q3'26-Q4'27 $43.3B = uncontracted new-build $32.0B (capex spent ahead of go-live for 2028 MW + model path vs CSV) + contracted-MW $10.3B + maintenance / lease prepay $1.1B. Equity need Q3'26-Q4'30 $41.7B = capex $111.0B - EBITDA $61.7B + tax / interest $1.8B - net new prepayments $3.7B + convert maturities $8.0B + liquidity build $4.6B - converts $18.4B. Uncontracted split per Capacity uncontracted_split.csv: model YE27 non-contract MW 418 vs CSV ~430-480 incl. 96 MW existing self-serve; stop cut 271 MW at YE27 vs CSV 2027 go-lives 255 MW. | Owner: Capacity / Modeling
v0.9e FUNDING STACK (Funding_Stack re-run; self-consistent PT, 11% WACC, today's-value issuance, coupons charged). BUILD: base $0.00 -> prepay 55% $2.23 -> ABS 50% $2.75 -> split BASE (leased $20M row) $4.81 (alt BULL $105.8, BEAR $0.00) -> backstop 190 $12.16; (c) 9% $42.06; (d) Skeptic full stack (Rubin $20M, 9%) leased $20M $195.2 / $22.5M $209.8. STOP: base $13.21; ABS 50% $10.44; + backstop 190 $14.17; (c) 9% $22.16; (d) $16.07. v0.9d (369.2M engine): build split BASE $1.42, (d) $186.0 / $201.0, stop $9.65. None of the build rows clears $237.15; the (b) blended-WACC rows were not re-run. | Owner: Modeling
v0.8d WALK of the leased $20M base row (prepay 55% + ABS 50% + uncontracted $20M): $108.37 (v0.8c, single $20M on BOTH generations) -> $108.60 split: leased 3-yr renews at $16.5M -> $17.36 owned Rubin unsold at $16.2M (EV -$25.8B: 1.7 GW of 2028-30 Rubin vintages were at $20M) -> $15.62 renewal in terminal value -> $10.17 convert coupons charged ($1.68B pre-tax in window) -> $1.42 R5 off (issue at today's value) = v0.8d. † | Owner: Modeling
v0.8d EV BRIDGE $16M -> $20M (prepay 55% + ABS 50%). OLD single toggle: EV +$27.3B = YE27 cohort +$0.15B (only 30 unsold MW: RPO fills 2027 vintages first) + 2028-30 cohort +$27.2B (forecast PV +$4.9B, terminal +$22.3B); PT $12.05 -> $108.37 (+$97.9 via value per current share, -$1.6 issuance loop). AFTER FIXES 1-3 (leased slice only, Rubin $16.2M): EV +$0.65B (YE27 +$0.14B, 2028-30 +$0.51B; terminal ~$0); PT $0 -> $1.42 (memo with premium $8.14 -> $10.17). | Owner: Modeling
v0.8d CROSS-CHECK: SC value/share = equity value per current share before issuance + R1..R6 + R4b (coupons). R5 = 0 on the headline. Caveats: all unsold Rubin vintages (incl. 2028-30 growth) take the owned-hall price; the split toggle reaches only UNSOLD new vintages (30 MW at YE27, ~1.73 GW 2028-30), not the RPO-sold new MW or the 147 MW legacy fleet; asset floor (self-consistent) now $1.98/sh base ($17.92 if new shares were sold at the 12-month PT). | Owner: Modeling
Build date: 2026-10-04. v0.3 base approved (terminal excludes Q4'30 spend for post-horizon MW and that MW; GPU capex lead 3 qtrs vs billing; history scenario-invariant; bear replacement at bear price path; bull Blackwell 6.25% cut after Rubin + next-gen -1.7%/yr).
v0.9 (2026-10-05): headline unchanged (build EV -$0.9B vs $56.3B funding; PT $0; stop-building ~$9.65). New tab Payback_Recon; Judge_Slide line 4 + RPO flag (~$4.8-5.6B unsigned FY27). Ramp-dilution factor 1-0.52xnew/avg is a check only; base contract prices not cut.
v0.9a (2026-10-05): footnote-only patch. † on every $16.2M owned-Rubin comps print (Judge_Slide, Payback_Floor, Inputs, Sensitivity, Funding_Stack, Bridge, Cover): $16.2M is the owned-hall *contract* print (Anthropic–Nscale S-1 / ~$44.6B ÷ 6 ÷ ~460 IT MW). Monarch WV campus is civil-only as of late Sep 2026 (graded pads, no hall roofs; air permit draft; Caterpillar microgrid not live; financing not committed) — Grade Yellow for 460 MW by H1'28. Underwrite price from the contract, not from imagery. Source: peers/sites/site_verification.md §7. $16.2M kept as owned-hall contract print in base pricing; no values/formulas changed; PT/DCF unchanged.
v0.9b (2026-10-05): long/bull scenarios added (tab Long_Bull; memo long_bull_v09b.docx). Headline unchanged: SHORT, build EV -$0.9B, PT $0, stop-building ~$9.65. New explicit switches (Inputs 457-459; defaults reproduce v0.9a exactly): MWPathSel (energized path override; 0 = follow Scen) and ButlerSlip (FY28 toggle: YE27 Butler 0, 2028+ base/low). Self-consistent PT by scenario: A1 GB300 $22M $0.5 / A2 $24M $15.3; A3 all uncontracted $22M $151.6 / A4 $24M $210.4; B1 high MW $0 (B2 ~769 upper bound $0); C1 Rubin $19.6M $58.9 / C2 $20M $68.7; stacks D1 $131.8 / D2 $148.5 / D3 (all $24M + high MW) $265.1 ($249.2 with Butler slip). Filings FD 358.3M at 6/30 shown as memo per-FD-share; model share engine not re-based. Judge_Slide YE26 labels aligned to 257.7 / 284.2 ($27.2-31.7M band). Payback_Recon lock and Monarch † unchanged.
v0.9c (2026-10-05): PT share count switched to Filings FD 358.3M (6/30, Derived: Class A out 238.4 + Class B 33.5 + NVIDIA warrant 21.1 + if-converted 65.4; dilution_scenarios.xlsx). Implementation (self-consistent, no double count): V_BASIC = FD 358.3 - shares of the six pre-Aug-26 notes still outstanding (50.0M; they re-enter only if ITM at the solved price, else stay debt at carrying); RSUs and options removed from PT math (Filings FD excludes them); Aug-26 notes / plan converts / funding-plan issuance unchanged. At $242.81 PT FD shares = 358.34 (Checks row 7 OK). Old 369.2M retired for PT (Inputs 350, memo only). Gap 10.89M = RSUs 6.23 + options TSM 4.28 + Aug exchange residual 0.38 - it was NOT unsold ATM (369.2M was already EXCL. the ~12.3M unsold ATM; 381.5M incl.). ATM stays out of FD until sold (enters via funding-plan issuance; no double count with headroom). Result: headline unchanged - SHORT, build EV -$0.9B, self-consistent PT $0 (no positive fixed point on either share basis); stop-building $9.65 -> $9.86; spot-issue memo $84.4 -> $85.5; equity/current share before issuance -$1.97 -> -$2.01. Long_Bull re-run on 358.3M: A4 $210 -> $216; D3 $265 -> $273 ($249 -> $257 with Butler slip). VERDICT: D3 (~$24M on all uncontracted MW + high MW path) is a LABELLED SCENARIO, NOT a base case - evidence does not underwrite ~$24M blended (hyperscaler 5-6 yr $9.7–16.7M†; mid-term >$20M thin on MW; short-term ~5%; $24M needs ~22-35% short-term or multiple signed mid-term ACVs >= $22-24M with disclosed MW by Q3/Q4). Price is the lever; MW alone leaves PT $0. NOT re-run on 358.3M (static, v0.9b share basis; would move only modestly): Funding_Stack / Payback_Floor scenario snapshots, Bridge, Sensitivity grids, Cover rows 26-33 (incl. row 27 price-only $24.4/$24.7M solve), Judge_Slide line 1 $25.0M / $20.6M.
v0.9d (2026-10-05): one share basis for the judge slide - re-ran on Filings FD 358.3M (FDSel=1): Bridge (all 61 steps) + Sensitivity snapshot (238 variants incl. GRID / BRIDGE rows, Outputs / Valuation statics) via snap harness; Cover row 27 price solves and Judge_Slide line 1 (cases a/b/c) by bisection. No new economic assumptions; EVs unchanged (share basis moves per-share only). Judge line 1: (a) base 11% $25.0M -> $24.7M GB300 (Rubin $25.3M -> $25.1M); (b) prepay 55% + ABS 50% $24.4M -> $24.1M; (c) 9% + prepay + ABS $20.6M -> $20.4M (Rubin $20.8M -> $20.6M). Cover (A) price only $24.4 / $24.7 (v0.8 basis, 369.2M) -> $24.7 / $25.1 (v0.8d headline basis, FD 358.3M; $24.1 / $24.4 like-for-like v0.8 basis). Sensitivity headline: base $0 / EV -$0.9B unchanged; bull $388.7 -> $400.7; stop $9.65 -> $9.86; stop bull $121.9 -> $125.0; spot memo base $84.4 -> $85.5. Bridge: every step's EV unchanged; per-share +~2-3%; terminal v0.8d row PT $0. Funding_Stack / Payback_Floor snapshots NOT re-run (tagged old basis). SHORT default unchanged.
v0.9e (2026-10-08): (1) SHARE/DEBT: Aug-26 notes three-tier switch NewCvMode (Inputs 472-476) - each scenario solved under the treatment consistent with its own PT (harness), FD 358.56M debt / 369.56M / 376.65M; $800M Jun-29/31 face retired at the Aug exchange and $5.68B net proceeds in cash were ALREADY in v0.9d (Financing G12:G13, CashFlow row 45) - kept once; v0.9d PT basic used the 6/30 if-converted proxy for the exchanged notes, so the +0.22M exchange inducement shares are added (Inputs 470-471). Older six notes: per-tranche ITM test moved from today's value v to the PT (OldCvKey, Valuation R82:R87); unconverted notes still outstanding at Q4'30 carried at accreted value at the PT date (CVClaimMode/HorizonT, J82:J89) instead of Q4'30; in-window maturities settle in the cash path at the PT (MatCvKey/MatCvPx, Financing O12:O19; PT unchanged except where Sep-30 flips). Wind-down senior claim memo ~$15.7B (Inputs 490; not in PT). (2) Spot $237.15 (Oct 7 close) is the pass/fail target. (3) Authority ~78M net no-vote (case i) / ~97M (case ii) - AuthCase switch, Inputs 477-483. (4) Vineland: revenue engine uses billed tranches (~182 MW-yr at $14.5M, Contracts MS_Rev row 145), the MW lock used ~125 (energized-lagged); Judge A19 now linked; FY27 billed MW engine-linked ~532 / ~659 (Capacity 536.5 / 663.8). (5) Outputs: base EV -$0.9B unchanged (EV is share/debt-independent); base PT $0; stop $9.86 -> $13.21; A4 $216.3 -> $217.0; D3 $273.1 -> $273.7; D3+slip $256.6 -> $257.3; bull $400.7 -> $400.5. Judge (a)/(b)/(c) at $237.15: $24.5 / $23.8 / $20.2M (v0.9d $24.7 / $24.1 / $20.4 at $242.81). New Drivers tab (two drivers, two-way grid, horizon table, tranche treatment table). Sensitivity / Bridge / Outputs statics re-run (238 variants). MatCvPx-pass: run_full first solves NewCvMode under MatCvPx=spot, then re-runs with MatCvPx = PT x (1-SC_Disc) so in-window maturities settle at the scenario's own issue price; the SECOND pass is final and is what is written. Bridge rows that moved (v0.8d-1 $7.42->$6.65; coupons $0.12->$0) are where Sep-30 conversion flipped; headline base stays $0. SHORT default unchanged.
v0.9e change log 2026-10-09 (text/check fixes only; no lock moved): (1) Checks!B31 -> =SUM(Sites!O289:O313)+Sites!O315 = 193 raw site sum (D31 OK); note F31: IT-basis energized Q2'26 = 182.49 (Mäntsälä F18 0.9091, Longcross F23 0.7692). (2) Drivers!C30 476.83 labelled pasted/locked (F30); no live high-path formula in the workbook, recheck on a MWPathSel=1 copy gives 476.83 (diff 0.00, OK). (3) Chk_RevEnMW (Inputs D326) 13 -> 11.9 on the 193 MW basis; Checks row 29 OK (model 12.60 on IT basis 182.49). (4) Judge_Slide!A2: 'per billed MW' -> 'per IT MW' (2 places); '$9.7–16.7M† disclosed contract band' -> '$9.7–16.7M† contract band as reported'. Long_Bull!D54: '$9.7–16.7M † band' -> '$9.7–16.7M † band as reported'. Text only.
Note on A30: † $16.2M is the owned-hall *contract* print (Anthropic–Nscale S-1 / ~$44.6B ÷ 6 ÷ ~460 IT MW). Monarch WV campus is civil-only as of late Sep 2026 (graded pads, no hall roofs; air permit draft; Caterpillar microgrid not live; financing not committed) — Grade Yellow for 460 MW by H1'28. Underwrite price from the contract, not from imagery. Source: peers/sites/site_verification.md §7.
Note on A31: † $16.2M is the owned-hall *contract* print (Anthropic–Nscale S-1 / ~$44.6B ÷ 6 ÷ ~460 IT MW). Monarch WV campus is civil-only as of late Sep 2026 (graded pads, no hall roofs; air permit draft; Caterpillar microgrid not live; financing not committed) — Grade Yellow for 460 MW by H1'28. Underwrite price from the contract, not from imagery. Source: peers/sites/site_verification.md §7.

## Drivers
DRIVERS (v0.9e, PROVISIONAL) - the two drivers of the call, on ONE basis: revenue per BILLED IT MW-yr and FY27 average BILLED IT MW (Vineland on the billed-tranche basis, engine-linked to Contracts). SHORT stays the default headline.
Tags: R = Reported, D = Derived, E = Estimated. Static blocks = full LibreOffice recalcs of v0.9e on 2026-10-08 ET (harness tmpw/v09e/h9e.py run_full: each scenario solved under the new-note treatment consistent with its OWN PT; older notes tested tranche by tranche at that PT; unconverted notes in net debt at accreted value at the PT date). Spot $237.15 = Oct 7 close [R].
DRIVER 1 - PRICE: $ per billed IT MW-yr the market needs vs what is printed
Item | GB300 / headline $M | Rubin / alt $M | Tag | Source / note
Market needs - Judge (a) base inputs, 11% WACC: self-consistent PT = $237.15 | 24.512 | 24.8184 | D | full-model bisection, common multiplier m=1.5320 (v0.9d at $242.81: $24.7 / $25.1)
Market needs - Judge (b) + prepay 55% + ABS 50% | 23.8436 | 24.1416 | D | v0.9d $24.1
Market needs - Judge (c) 9% WACC + prepay 55% + ABS 50% | 20.1938 | 20.4462 | D | v0.9d $20.4 / $20.6
NON-MICROSOFT hurdle: (Street FY27 - Microsoft FY27 revenue in the engine) / (FY27 billed MW - Vineland billed MW-yr) - HEADLINE of Judge line 1 | 27.6278 |  | D | engine-linked (Contracts MS_Rev); Capacity estimate ~$27.4M on 536.5 / 349.5; old basis ~$33.3M (A19 $2,711M on ~288 non-Vineland MW)
Blended STREET: FY27 consensus / FY27 billed MW (engine-linked base) | 23.1272 | 22.9272 | D | B = engine-linked base; C = Capacity locked 536.5 (~$22.9M); was ~$25.9M on 475
Microsoft-Nebius (Vineland) contract ~5-yr | 17.1 | 14.5 | R / D | B: ~$17.1M/MW-yr headline TCV basis (brief); C: $14.5M/IT MW-yr engine rate used to strip Microsoft (Inputs F111)
Disclosed hyperscaler contract band (5-6 yr) | 9.7 | 16.7 | R / D (top = Lambda–Anthropic ~$16.7M, 6-yr, Med; was Nscale $16.2M†) | † $16.2M = Anthropic-Nscale owned-hall CONTRACT print (6-yr); Monarch WV Grade Yellow - not build-verified
Bitdeer A201 near-miss ceiling | 22.4 |  | D | ceiling, likely IT basis; no clean >= $20M mid-term print with exact MW (GPU Market)
Needham | 15-20+ |  | E | sell-side estimate
Meta: only derivable print | 11.5 |  | D (low) | ~$11.5M/MW at ~50 MW; the $12.0B Meta deal has no disclosed MW
Short-dated paper that clears the hurdle: CoreWeave ~3-6 mo / CCIR GB300 6-mo cancellable | 40 | 50.2 | E / R | only 3-6 month deals clear ~$27M
Duration line: the long needs most non-Microsoft MW on 3-6 month paper - a re-pricing / utilization bet, not contracted pricing power.
DRIVER 2 - FY27 AVERAGE BILLED IT MW (Vineland billed-tranche basis, engine-linked) vs MW needed at $16M
Item | BASE | HIGH | Tag | Source / cell refs
Model MW path FY27 avg (energized lagged 1 qtr, quarter averages; Revenue!F12:AG12 MW_Avg) | 474.9618 | 645.3528 | D | base live; high = static MWPathSel 1 run
less Vineland inside that path (Sites row 326 VinEnIT, lagged, x MW_Haircut) -> NON-VINELAND MW | 349.5118 | 476.8278 | D | Vineland in the path: base 125.5 / high 168.5 (energized-lagged; did NOT match the revenue engine) | pasted/locked: static from v0.9e MWPathSel=1 run (2026-10-08). No live high-path formula exists in the workbook (C29/C30/C31 static); recheck 2026-10-09 on a copy with MWPathSel=1 -> Drivers!B30 = 476.8278 (diff 0.00 MW, OK within 0.5)
memo: Vineland MW inside the path | 125.45 | 168.525 | D | superseded basis
Microsoft (Vineland) FY27 revenue in the engine ($M; Contracts row 145 MS_Rev) | 2643.7736 | 2643.7736 | D | T1-T4 + T3-T4 billing ramp + Q1'27 genset cap 102.4 + T5-T9 Bloom starts; replaces typed $2,711M (Judge A19)
Vineland billed MW-yr on the revenue basis = MS revenue / $14.5M (Inputs F111) | 182.3292 | 182.3292 | D | cross-check: Contracts row 141 MS_BillMW FY27 avg = 185.6
FY27 BILLED MW - ENGINE-LINKED (non-Vineland + Vineland billed MW-yr) | 531.841 | 659.157 | D | Capacity locked file: 536.5 / 663.8 (Vineland 187.0); engine lands ~4.7 MW lower
memo: Capacity locked pair (final_billed_vs_connected.xlsx) | 536.48 | 663.8 | D | 696.8 = bull Bloom-timing memo
memo: superseded energized-lagged pair (475 / 645) | 474.9618 | 645.3528 | D | "superseded Oct 8: did not match revenue engine"
MW NEEDED at $16M = Street FY27 / $16M | 768.75 | 768.75 | D | $12.3B / $16M = 768.75
multiple needed / engine-linked billed MW | 1.4455 | 1.1663 | D | Capacity pair: 1.43x / 1.16x
shortfall (MW) | 236.909 | 109.593 | D | Capacity pair: ~232 / ~105
memo: MS billing MW avg FY27 (Contracts row 141) | 185.6042 | 185.6042 | D | alt Vineland basis (185.6) -> pair 535.1 / 662.4
VINELAND BASIS ANSWER (Grok): the revenue line uses the billed-tranche MW (~182 MW-yr at $14.5M = Contracts!F145:AG145 MS_Rev, built from tranche rows 35-86 and billing MW row 141), NOT the ~125 MW in the MW lock (Revenue!F12 MW_Avg via Sites row 326 VinEnIT). Driver-2 base therefore moves 475 -> engine-linked ~532 (Capacity 536.5); high 645 -> ~659 (Capacity 663.8). Judge A19 now links to this block instead of the typed $2,711M.
TWO-WAY: self-consistent 12m PT ($) and EV ($B) - uncontracted $/billed IT MW-yr (GB300 new deals AND owned Rubin both at the price; ND_Px & RubinMW) x FY27 billed MW path. Green = PT >= spot $237.15
Uncontracted $M / billed IT MW-yr | PT - BASE path | PT - HIGH path | EV $B - BASE | EV $B - HIGH | treatment (base / high) | older notes ITM at PT (base / high)
14.5 | 0 | 0 | -6.69 | -5.5362 | debt / debt | none / none
16.2 | 0 | 0 | -0.73155 | 1.8999 | debt / debt | none / none
16.7 | 0 | 0 | 0.97005 | 4.7674 | debt / debt | none / none
18 | 31.5786 | 55.9424 | 12.5755 | 22.1678 | debt / debt | none / Jun
20 | 97.8416 | 132.7151 | 30.6286 | 43.2738 | debt / debt | Jun / Jun
22 | 159.2022 | 207.2299 | 47.5489 | 64.3798 | debt / debt | Jun+Sep / all six
24 | 216.962 | 273.6743 | 64.4496 | 85.4632 | debt / debt | all six / all six
26 | 270.1782 | 342.228 | 81.3355 | 106.5151 | debt / if-converted | all six / all six
Columns: BASE = model MW path (engine-linked billed 531.8; energized path 475.0); HIGH = MWPathSel 1 (engine-linked 659.1; path 645.4). Reproduce: Inputs ND_Px = $M x 1e6 / (491 x 8760), RubinMW = $M, MWPathSel 0/1, NewCvMode per treatment, MatCvPx = PT x (1 - SC_Disc); read V_PT / V_EV. No ~mid path: MW enters only through existing switches (no invented MW).
Reading: the BASE path first clears $237.15 between $24M ($217) and $26M ($270), ~$24.8M by interpolation; the HIGH path between $22M ($207) and $24M ($274), ~$22.9M. At $16.7M and below both paths are $0 (no positive fixed point). Every crossing price is above the $9.7-16.7M† contract band.
ONE-PRICE basis (GB300 = Rubin); superseded as the stage number. The Judge-basis turn-positive points are base $17.05M / high $16.70M (Debate_Grid). v0.9e add (Oct 8): $16.7M row = Lambda-Anthropic comp-band top (~$35B / 6 yrs / ~350 MW); same harness (stage3, run_full: debt/converted self-consistency + MatCvPx 2nd pass). ZERO-CROSSING (bisection, $0.05M steps): BASE first positive 12m PT at $17.25M (PT $1.36; $0 at $17.20M); HIGH at $16.90M (PT $1.91; $0 at $16.85M). Both crossings sit above the $9.7-16.7M disclosed band. At $16.7M: EV $1.0B / $4.8B; PT6 / PT36 $0 both paths; spot-issue memo $88.37 / $107.23.
v0.9e Debate_Grid (Oct 8, harness run 15:14-15:21 ET): sheet Debate_Grid = self-consistent 12m PT by uncontracted price on the JUDGE convention (GB300 shown, Rubin = 16.2/16.0 x GB300), base 531.8 / high 659.2 billed MW, run_full. HIGH-path clear-spot solve: $22.68M GB300 / $22.96M Rubin (one-price basis $22.90M); base clear-spot $24.51M / $24.82M. NB the two-way table above is the ONE-PRICE basis (GB300 = Rubin); Debate_Grid carries both.
HORIZON TABLE (6m and 3y = dedicated runs with matched debt-claim date and ITM test, HorizonT 0.5 / 3; 12m = headline)
Scenario | EV $M | 6m PT $ | 12m PT $ | 3y PT $ | Spot-issue memo $ | Share treatment (12m; 3y if different) | FD used M | Shares needed M (vs ~78M / ~97M)
Base | -898.814 | 0 | 0 | 0 | 84.8755 | debt | 358.5583 | n.m. (no + fixed point)
Bull (Scen 1) | 125480.8595 | 378.4473 | 400.511 | 502.401 | 367.3923 | if-converted | 376.649 | 131M = 1.4-1.7x
Bear (Scen 3) | -34363.024 | 0 | 0 | 0 | 31.0806 | debt | 358.5583 | n.m. (no + fixed point)
Stop-building | 9765.2328 | 12.9184 | 13.2144 | 14.2307 | 13.2144 | debt | 358.5583 | 0M = 0.0-0.0x
A4 (all uncontracted $24M) | 64449.5893 | 204.2149 | 216.962 | 276.4197 | 229.6667 | debt | 358.5583 | 237M = 2.5-3.0x
D3 [LABELLED SCENARIO - NOT BASE] | 85463.162 | 257.5653 | 273.6743 | 356.3435 | 269.0748 | debt (3y: if-converted) | 358.5583 | 232M = 2.4-3.0x
D3 + Butler slip [LABELLED SCENARIO] | 80259.849 | 242.1391 | 257.276 | 336.4103 | 258.2805 | debt (3y: if-converted) | 358.5583 | 212M = 2.2-2.7x
Default-run V_PT6 / V_PT36 are x(1+Ke)^t scalings of the 12m solve (e.g. stop-building 12.43 / 16.87); matched-date runs carry unconverted notes at the 6m / 3y accreted claim (stop-building 12.92 / 14.23). Shares needed = new shares through Q4'30 + 2027 plan-convert reserve at the headline basis.
SHARE-AND-DEBT TREATMENT BY SCENARIO (12m PT). S = shares (if-converted / ITM at the scenario's PT); D = debt at accreted value at the PT date (Q3'27); C = matures in window, repaid in CASH at the redemption amount (OTM at issue price P = PT x (1 - SC_Disc)); X = matures in window, CONVERTS (P >= conv px x redemption multiple)
Tranche (Financing rows 12-19) | Conv. px $ (Fin. L) | Face o/s $M | Accreted at PT date $M (live) | Base (PT 0) | Stop (PT 13) | Bear (PT 0) | A4 (PT 217) | D3 (PT 274) | D3+slip (PT 257) | Bull (PT 401)
2.00% Jun-2029 | 51.45 | 87.5 | 95.7617 | C | C | C | X | X | X | X
3.00% Jun-2031 | 51.45 | 87.5 | 93.9657 | D | D | D | S | S | S | S
1.00% Sep-2030 | 138.75 | 1581.25 | 1656.6123 | C | C | C | X | X | X | X
2.75% Sep-2032 | 138.75 | 1581.25 | 1624.0303 | D | D | D | S | S | S | S
1.25% Mar-2031 | 183.22 | 2587.5 | 2725.8859 | D | D | D | S | S | S | S
2.625% Mar-2033 | 180.31 | 1750 | 1810.9737 | D | D | D | S | S | S | S
0.50% Feb-2030 (Aug-26) | 313.46 | 3450 | 3559.1188 | C | C | C | C | C | C | X
4.50% Feb-2034 (Aug-26) | 324.65 | 2300 | 2384.6083 | D | D | D | D | D | D | S
Conversion prices = $1,000 / conversion rate (Financing K12:K19 = 19.4363 / 7.2072 / 5.4579 / 5.546 / 3.1902 / 3.0802 per $1,000; Q2'26 6-K Note 12 [R]); match Filings exactly. Older six in the SC block: Valuation R82:R87 = conv px / (1+Ke)^HorizonT vs value v (= PT test); J82:J89 = accreted at CVClaimIdx; in-window maturities re-tested at P in the SC loop (Valuation rows 168-197, V_TrWin / V_TrEff) and, from v0.9e, in the cash path (Financing O12:O19 via MatCvPx).
DEBT MEMO (NOT in the PT)
Older six - remaining face after the Aug exchange ($M) | 7675 |  |  | 87.5 + 87.5 + 1,581.25 x 2 + 2,587.5 + 1,750 = 7,675.0; the Filings table total $7,587.5M looks $87.5M short (one Jun tranche) - flagged to Filings
Older six - 6/30 carrying basis ($M) | 7676.4337 |  |  | Filings ~$7,676.4M
Older six - accreted claim at maturity ($M) | 9051.875 |  |  | model 9,051.9 vs Filings ~9,057 [D]
New Aug-26 notes - accreted claim at maturity ($M) | 6670 |  |  | $5.75B face x 1.10 / 1.25 = $6.67B
SENIOR CLAIM IN A NO-CONVERSION WIND-DOWN ($M) - memo, kept OUT of the PT | 15721.875 |  |  | ~$15.7B [D]
SPOT-CHECKS at the older-note flip points (PT, $): v0.9d key (test at v, claim at Q4'30) -> PT-keyed test -> + claim at PT date (v0.9e)
Cell | v-key, Q4'30 claim | PT-key, Q4'30 claim | PT-key, PT-date claim (v0.9e) | tranche that flips
G22 base | 155.851 | 156.479 | 159.2022 | Sep-30/32 ($138.75): PT 155.9 < 138.75 x 1.13 -> converts only on PT key
G22 high | 204.7926 | 206.4419 | 207.2299 | Mar-31 ($183.22): v 181.2 < 183.22 <= PT
D2 | 152.6188 | 153.3607 | 156.0839 | Sep-30/32 ($138.75)
D1 | 135.2172 | 135.2172 | 139.2956 | none (PT 135 < 138.75)
G20 high | 129.4307 | 129.4307 | 132.7151 | none (PT 129-133 < 138.75)
Short base, bear grid and B1/B2: $0 under every key (no positive fixed point). Stop-building $9.86 (v0.9d) -> $9.85 (v0.9e debt/inducement, Q4'30 claim) -> $13.21 with unconverted notes at the Q3'27 accreted claim (all older notes OTM there: Jun-29/31 at $51.45 also OTM at $13). A4 $216.31 -> $216.96; D3 $273.05 -> $273.67 (all older notes ITM: claim date moves only Feb-34 debt).

## Debate_Grid
DEBATE GRID v0.9e - self-consistent 12m PT ($/share) vs uncontracted $ per billed IT MW-yr, BASE vs HIGH billed-MW path. Spot $237.15 [R]. Base case PT = $0.
STATIC VALUES. Source: full LibreOffice recalcs of v0.9e (harness /workspace/tmpw/v09e/h9e.py run_full on stage3.xlsx; scripts dg.py / dgtp.py / dgx.py / dgx2.py; pickles dg/dgtp/dgx/dgx2.pkl), run 2026-10-08 15:14-15:21 ET. Convention: 3-tier new-note switch keyed to each cell's own PT ($313.46 / $324.65); older notes tested per tranche at the PT; unconverted notes accreted at the PT date; MatCvPx = PT x (1 - SC_Disc) second pass final. Every value is a run_full solve; none is interpolated (any interpolated cell would carry "≈, grid interpolation").
JUDGE convention (cols D-M): GB300 new deals at the price shown (ND_Px = $M x 1e6 / (491 x 8760)), owned Rubin at 16.2/16.0 x that price (RubinMW). BASE = MWPathSel 0 (FY27 billed 531.8 MW); HIGH = MWPathSel 1 (659.2). One-price reference (cols N-O): GB300 = Rubin = price (the Drivers two-way basis). Tags: prices R (comps) / PT, EV, shares D (model).
GB300 $M / billed IT MW-yr | Rubin $M (Judge) | Marker | 12m PT BASE $ | 12m PT HIGH $ | Share tier BASE | Share tier HIGH | Shares needed BASE (M) | Shares needed HIGH (M) | New shares BASE (M) | New shares HIGH (M) | EV BASE $B | EV HIGH $B | One-price PT BASE $ | One-price PT HIGH $ | Solve type
9.7 | 9.8212 | disclosed band bottom | 0 | 0 | debt (FD 358.56M) | debt (FD 358.56M) | n.m. (no positive fixed point) | n.m. (no positive fixed point) | n.m. (no positive fixed point) | n.m. (no positive fixed point) | -26.03 | -29.82 | 0 | 0 | run_full solve
14.5 | 14.6812 | Microsoft-Nebius engine rate | 0 | 0 | debt (FD 358.56M) | debt (FD 358.56M) | n.m. (no positive fixed point) | n.m. (no positive fixed point) | n.m. (no positive fixed point) | n.m. (no positive fixed point) | -6.2 | -4.96 | 0 | 0 | run_full solve
16 | 16.2 | Judge reference ($16M comps) | 0 | 0 | debt (FD 358.56M) | debt (FD 358.56M) | n.m. (no positive fixed point) | n.m. (no positive fixed point) | n.m. (no positive fixed point) | n.m. (no positive fixed point) | -0.9 | 1.66 | 0 | 0 | run_full solve
16.7 | 16.9087 | band top (Lambda–Anthropic) | 0 | 0.05 | debt (FD 358.56M) | debt (FD 358.56M) | n.m. (no positive fixed point) | n.m. (PT < $1) | n.m. (no positive fixed point) | n.m. (PT < $1) | 1.51 | 6.99 | 0 | 0 | run_full solve
16.7008 | 16.9096 | TURN-POSITIVE, HIGH path (Judge basis): first solved PT > 0; $0 at $16.6976 | 0 | 0.09 | debt (FD 358.56M) | debt (FD 358.56M) | n.m. (no positive fixed point) | n.m. (PT < $1) | n.m. (no positive fixed point) | n.m. (PT < $1) | 1.51 | 7 | n/a (Judge-only bisection point) | n/a (Judge-only bisection point) | run_full solve; bisection endpoint ($0.0032M bracket)
16.9 | 17.1112 | TURN-POSITIVE, HIGH path (one-price basis): PT $1.91; $0 at $16.85 | 0 | 10.13 | debt (FD 358.56M) | debt (FD 358.56M) | n.m. (no positive fixed point) | 6935.3 | n.m. (no positive fixed point) | 5929.9 | 2.4 | 9.74 | 0 | 1.91 | run_full solve
17 | 17.2125 |  | 0 | 15.43 | debt (FD 358.56M) | debt (FD 358.56M) | n.m. (no positive fixed point) | 4545.4 | n.m. (no positive fixed point) | 3884.9 | 3.51 | 11.12 | 0 | 6.91 | run_full solve
17.0464 | 17.2595 | TURN-POSITIVE, BASE path (Judge basis): first solved PT > 0; $0 at $17.0432 | 0.12 | 17.77 | debt (FD 358.56M) | debt (FD 358.56M) | n.m. (PT < $1) | 3942.9 | n.m. (PT < $1) | 3369.3 | 4.02 | 11.75 | n/a (Judge-only bisection point) | n/a (Judge-only bisection point) | run_full solve; bisection endpoint ($0.0032M bracket)
17.25 | 17.4656 | TURN-POSITIVE, BASE path (one-price basis): PT $1.36; $0 at $17.20 | 8.5 | 28.03 | debt (FD 358.56M) | debt (FD 358.56M) | 6571.2 | 2487.7 | 5371.8 | 2124.2 | 6.27 | 14.56 | 1.36 | 19.64 | run_full solve
18 | 18.225 |  | 39.02 | 62.74 | debt (FD 358.56M) | debt (FD 358.56M) | 1407.3 | 1093 | 1146.2 | 930.6 | 14.57 | 24 | 31.58 | 55.94 | run_full solve
20 | 20.25 |  | 104 | 140.83 | debt (FD 358.56M) | debt (FD 358.56M) | 507.5 | 467 | 409.5 | 394.7 | 32.33 | 45.31 | 97.84 | 132.72 | run_full solve
22.4 | 22.68 | Bitdeer A201 ceiling, MW basis unstated | 177.68 | 227.72 | debt (FD 358.56M) | debt (FD 358.56M) | 283.4 | 285.7 | 226.1 | 241 | 52.84 | 70.88 | 171.03 | 220.53 | run_full solve
22.68 | 22.9635 | high-path clear-spot | 187.9 | 237.12 | debt (FD 358.56M) | debt (FD 358.56M) | 277.9 | 273.2 | 223.7 | 230.3 | 55.23 | 73.86 | 180.34 | 229.85 | run_full solve; price = bisection crossing (±$0.003M)
24 | 24.3 |  | 223.39 | 281.37 | debt (FD 358.56M) | debt (FD 358.56M) | 229.7 | 225.7 | 184.1 | 189.5 | 66.49 | 87.91 | 216.96 | 273.67 | run_full solve
24.51 | 24.8164 | base clear-spot (Judge line 1) | 237.1 | 298.45 | debt (FD 358.56M) | debt (FD 358.56M) | 214.9 | 211.1 | 172 | 176.9 | 70.84 | 93.33 | 230.53 | 290.59 | run_full solve; price = bisection crossing (±$0.003M)
26 | 26.325 |  | 277.14 | 350.17 | debt (FD 358.56M) | both converted (FD 376.65M) | 180.2 | 174.6 | 143.4 | 145.5 | 83.54 | 109.16 | 270.18 | 342.23 | run_full solve
27.6 | 27.945 | non-MSFT hurdle (~$27.6M) | 322.21 | 401.18 | Feb-30 conv. / Feb-34 debt (FD 369.56M) | both converted (FD 376.65M) | 149.3 | 160.4 | 117.7 | 135 | 97.19 | 126.17 | 312.75 | 392.76 | run_full solve
BITDEER / BEST CASE | Bitdeer at its $22.4M A201 ceiling (MW basis unstated): HIGH-path PT ~$228 = BEST CASE (high path, every uncontracted MW repriced), with the BASE path at the same price ~$178. Both are below spot $237.15. The base case remains $0. One-price basis: $220.53 / $171.03.
KILL LINES | Short breaks if: (1) HIGH path tracking (9/30 billed MW + Q4 plan consistent with YE26 >=284.2) AND new deals >=$22.7M/MW on >=100 MW or >=$2B TCV [E]; (2) otherwise new deals >=$24.51M/MW (base clear-spot) [D]; (3) >=5 of 9 Microsoft tranches billing [D]. A single 15-20 MW print does not break it.
TURN-POSITIVE | Judge basis: HIGH first positive at $16.70M (PT $0.09; $0 at $16.6976), BASE at $17.05M (PT $0.12; $0 at $17.0432). One-price basis (Drivers A57): HIGH $16.90M (PT $1.91), BASE $17.25M (PT $1.36).
BAND TOP $16.7M | Base $0 on both bases. HIGH on the Judge basis is $0.05 (a positive fixed point just above the $16.6976 zero), i.e. ≈$0; on the one-price basis it is $0.00.
SHARE TIER SWITCHES | Debt tier (Aug-26 notes as debt) in every cell with PT < $313.46. $26.0M HIGH -> both converted (PT $350.17); $27.6M BASE -> Feb-30 converted / Feb-34 debt (PT $322.21, inside $313.46-324.65; one-price $312.75 stays debt); $27.6M HIGH -> both converted.
SHARES | Shares needed = new shares through Q4'30 + 2027 plan-convert reserve (V_AuthNeed; same basis as Judge_Slide 'shares needed'); new shares = V_NewShHead. vs headroom ~78M (alt ~97M). n.m. where there is no positive fixed point (PT $0) or PT < $1.

## Judge_Slide
JUDGE SLIDE (v0.9e, provisional; SHORT headline unchanged) - four readings, BILLING-MW basis (Vineland billed tranches, engine-linked); all $/MW = revenue per billed IT MW-yr
1) PRICE: Strip Microsoft at $14.5M and the non-Microsoft MW must clear ~$27.6M per IT MW (Capacity ~$27.4M; was ~$33M on the old basis) vs a $9.7–16.7M† contract band as reported - only 3-6 month paper clears it (CoreWeave ~$40M [E]; CCIR GB300 6-mo cancellable $50.2M). Blended, the Street's FY27 $12.3B is ~$23.1M per IT MW (~$22.9M on Capacity's 536.5). To justify $237.15 the market needs $24.5M/MW (base) / $20.2M (9% + prepay + ABS). The long needs most non-Microsoft MW on 3-6 month paper: a re-pricing / utilization bet, not contracted pricing power. (Meta: the only derivable print is ~$11.5M/MW at ~50 MW, D, low; the $12.0B deal has no disclosed MW.)
2) MW: Or, at $16M comps, FY27 consensus needs ~769 average billed MW ($12.3B / $16M) vs ~532 base (1.45x, ~237 short) and ~659 high (1.17x, ~110 short) on the engine-linked billed-tranche basis (Capacity locked 536.5 / 663.8: 1.43x / 1.16x).
3) DATED TEST (Q3'26 print late Oct-mid Nov; Oct 22 or Nov 10 per third-party calendars, not company-announced): the YE26 run-rate guide $7-9B (Dec AI cloud x 12, reaffirmed 8/12) needs ~$27-35M per billed MW on Capacity base (~258 billing MW at YE26) and ~$25-32M on the high path (~284). June: $3.0B on ~183-193 MW = ~$15.5-16.4M (ceiling). If the Q3 print runs near $16M per billing MW with the guide standing, even the $7B low end needs ~180 MW more billing by December than Capacity base (~150 vs high), or a short-term share of ~40-50% of the fleet ($45M list / $38M effective) vs the ~5% evidence base.
Basis: v0.8d self-consistent PT (new shares at today's value, coupons charged); bisection on a common multiplier m: GB300 MYRate = $16.0M x m, RubinMW = $16.2M x m; signed MSFT / Meta blocks unchanged. AI cloud ~98% of group revenue, so consensus ~ AI cloud. PT share basis v0.9e = Filings FD 358.56M with the Aug-26 notes as debt (376.65M if-converted when the PT clears $324.65; each case solved under its own consistent treatment). Spot $237.15 (Oct 7 close). Static solve re-run v0.9d (tmpw/v09d/solve_v09d.py, 2026-10-05 ET; v0.9b-basis solve was $25.0M / $20.6M). † v0.9e re-solve at $237.15: tmpw/v09e/solve9e.py (2026-10-08 ET).
4) PEERS: Street also covers peers at $11-18M per billed MW; Nebius Street is ~$26M. CRWV $11.3M ($13.5M low-MW path), ramp-diluted; IREN $13.3M YE26 / ~$18.2M FY27 proxy; OCI $14.4M (gross MW, non-AI mix). No structural premium: deal prints $14.5-16.2M and $20-22.5M; TF ~1-4%, short-term ~5%. †
Case | GB300 $M/billed IT MW-yr | Rubin $M/billed IT MW-yr | x today ($16.0M) | EV $M | Solved PT $ | Spot-issuance PT memo $ | Shares needed M | vs ~78M net no-vote headroom (conservative) | memo vs ~97M (AuthCase 2: exchange shares newly issued)
(a) base inputs, 11% WACC | 24.512 | 24.8184 | 1.532 | 70900.0508 | 237.2907 | 243.9924 | 214.7334 | exceeds ~78M: 2.2-2.8x | exceeds ~97M
(b) base + prepay 55% + ABS 50%, 11% WACC | 23.8436 | 24.1416 | 1.4902 | 70150.1846 | 237.2885 | 240.3455 | 95.0075 | exceeds ~78M: 1.0-1.2x | within ~97M
(c) 9% WACC + prepay 55% + ABS 50% | 20.1938 | 20.4462 | 1.2621 | 70218.0814 | 237.3518 | 241.084 | 111.2307 | exceeds ~78M: 1.2-1.4x | exceeds ~97M
LINE 1 - PRICE: like-for-like set ($M per billed IT MW-yr)
Item | $M/billed IT MW-yr | (high) | Status | Source / note
Solved for $237.15 - (a) base, 11% WACC | 24.512 |  | Derived | full-model bisection
Solved for $237.15 - (c) 9% WACC + prepay 55% + ABS 50% | 20.1938 |  | Derived | full-model bisection
STREET (blended, supporting line): consensus FY27 revenue / FY27 billed IT MW (engine-linked, Vineland billed tranches) | 23.1272 | 22.9272 | Derived | $12.3B / ~532 engine-linked (C: / 536.5 Capacity = ~$22.9M); was $12.3B / ~475 = ~$25.9M
Comps - Microsoft-style / Anthropic-Nscale owned Rubin (460 IT MW, 6-yr) † | 14.5 | 16.2 | Reported / Derived | † owned-hall CONTRACT print (not build-verified; Monarch WV Grade Yellow) - see footnote row 96
Comps - Q2'26 / IREN 3-yr deals | 20 | 22.5 | Reported / Derived | roll to ~$16.5M 5-yr rate
Vineland / Microsoft FY27 billed MW-yr = engine Microsoft FY27 revenue (Contracts MS_Rev, ~$2,643.8M) / $14.5M (v0.9e: linked; was typed $2,711M / ~187) | 182.3292 | 2643.7736 | Derived (engine-linked) | C = $M; Contracts row 145; billing MW avg row 141 = 185.6
HEADLINE - implied $M per billed MW OUTSIDE Microsoft (Street FY27 less engine Microsoft revenue) / (billed MW less Vineland MW-yr) | 27.6278 |  | Derived (low-medium) | slide line: 'the non-Microsoft MW must clear ~$27.6M' (Capacity ~$27.4M on 349.5); was ~$33.3M
LINE 2 - MW: average billing IT MW FY27 needed at $16M vs Capacity paths (Grok Bot / Capacity, Derived)
Item | FY27 avg billing IT MW | quarter-end avg (memo) | Status | Source / method
Needed at $16M comps = consensus FY27 / $16M | 768.75 |  | Derived | $12.3B / $16M
Capacity BASE - FY27 billed MW, engine-linked (non-Vineland path + Vineland billed MW-yr) | 531.841 | 536.48 | Derived | C = Capacity locked file (final_billed_vs_connected.xlsx); superseded energized-lagged 475.0 kept on Drivers row 36
Capacity HIGH - same basis (high non-Vineland path + Vineland billed MW-yr) | 659.157 | 663.8 | Derived | C = Capacity locked; 645.4 superseded; 696.8 bull Bloom-timing memo
memo: v0.9d A27 646.9 used a quarter-average of quarter-end tranches (Vineland ~170) - superseded | 646.9 |  | Derived | other sites high lagged 1Q + Vineland billed tranches as base (106.7 / 106.7 / 160 / 240 / 240)
Gap: needed at $16M minus BASE / HIGH (engine-linked) | 236.909 | 109.593 | Derived
Multiples: needed / BASE and / HIGH | 1.4455 | 1.1663
LINE 3 - DATED TEST (Filings; Q3'26 print late Oct-mid Nov: Oct 22 or Nov 10 per third-party calendars, not company-announced)
Item | low | high | Status | Source / note
YE26 annualized run-rate guide ($M; Dec AI cloud x 12, reaffirmed 8/12) | 7000 | 9000 | Reported | Q2'26 letter / Aug 12 call
YE26 billing IT MW - Capacity BASE ('Billing MW (IT) - base', Q4'26) | 257.7 |  | Derived | nebius_capacity.xlsx v2
YE26 billing IT MW - Capacity HIGH (derived, Vineland billed tranches) | 284.2 |  | Derived | see line 2 check
June-26 ARR ($M) | 3000 |  | Reported | Q2'26 letter (ARR = last month x 12)
June site-count billing IT MW (v2 Q2'26 IT-normalized 182.5 - stated 193) | 182.5 | 193 | Derived | Capacity v2 Summary
Comps price for the test ($M/IT MW-yr) | 16 |  | Estimated
Short-term price ($M/IT MW-yr list; x 85% occupancy = $38M) | 45 |  | Reported / Estimated | one signed >$40M deal (Q2 letter); GPU Market evidence base ~5% short-term
Guide $M per billed MW on BASE YE26 billing | 27.1634 | 34.9243 | Derived
Guide $M per billed MW on HIGH YE26 billing (~284) | 24.6305 | 31.6678 | Derived
June run-rate $M per MW (ceiling: site-count MW incl. not-yet-billing) | 15.544 | 16.4384 | Derived
Billing MW needed at YE26 if price ~$16M with the guide standing | 437.5 | 562.5 | Derived
extra billing MW vs Capacity BASE YE26 (~258) | 179.8 | 304.8 | Derived
extra billing MW vs HIGH YE26 (~284) | 153.3 | 278.3 | Derived
OR short-term share of fleet on BASE MW at $45M list (vs ~5% evidence base) | 38.49% | 65.26% | Derived
same at $38M effective (85% occupancy) | 0.50172 | 0.85053 | Derived
Q3 test: printed Sept run-rate ($M) / ~220-250 billing MW -> compare with $16M and with the guide's $27-35M | (enter at print) |  | Derived
5-YEAR NPV (Payback_Floor v0.8f block; leased GB300 unit inputs, after tax, 15% GPU residual at yr 5; $M per IT MW)
| WACC 10% | WACC 11%
(i) 3-yr at $20M, renewing at $16.5M yrs 4-5 | 0.88321 | -0.11154
(ii) flat 5-yr at $16.5M | -4.2189 | -5.1251
Stand-alone unit breakeven, flat 5-yr ($M/IT MW-yr) | 18.3986 | 18.8657
Full-model breakeven, build PT = stop PT ($M/IT MW-yr) | 16.71 | 17.38
Memo: 3-yr $20M, no renewal, GPUs sold yr 3 at 15% | -9.4003 | -9.9334
Authority (Filings, v0.9e): net no-vote headroom ~78M conservative (64.4M pool + 34.4M treasury - 21.1M NVIDIA warrant, if the 15.77M Aug exchange shares came from treasury); ~97M if they were newly issued. Was ~94M / ~114.6M.
MEMO (not for the slide): consensus / simple average of YE energized MW = $17.8M FY27; Nebius 2026 base ACV ~$12M (Q2'26 letter) is on an ACV basis.
LINE 4 - PEERS ($M per billed IT MW-yr; Peer KPIs price_or_mw.xlsx Implied_Price)
Item | $M/billed MW | (alt) | Tag | Footnote
Nebius STREET: FY27 $12.3B / engine-linked billed MW (= line 1 STREET row) | 23.1272 |  | E / D | same as line 1 STREET row (B16)
CoreWeave STREET FY27 $26.26B / ~2,325 avg active MW (alt: low-MW path 1,950) | 11.3 | 13.5 | E / E | ramp-diluted (new MW not yet fully billing)
IREN YE26 ARR $4B / 300 IT MW (alt: FY27 recognized proxy $10B / 550 MW) | 13.3 | 18.2 | R/R (alt E/D) | no AI-only FY27 Street consensus; proxy
Oracle OCI FQ1'27 Cloud Infra annualized $29.6B / ~2,050 cum. AI MW | 14.4 |  | D / E | gross MW, numerator includes non-AI OCI
No structural premium: deal prints $14.5-16.2M (MSFT-style / owned Rubin) and $20-22.5M (Q2'26 / IREN 3-yr); TF (time-to-fill) ~1-4%; short-term ~5% of fleet † |  |  | R / D
RPO FLAG (Filings; deferred_rpo_note.md)
Item | low | high | Tag | Note
GAAP RPO 6/30/26 ($M) | 37490.6 |  | R | 36% in 24m to 6/30/28; 40% m25-48; no <=12m split
Street FY27 revenue ($M) | 12300 |  | E
Share of Street FY27 signed as of 6/30 (crude cut of 0-24m bucket) | 55% | 61% | E | flat 12/24 cut = ~55%; modest front-loading = ~61%
Signed FY27 ($M) | 6765 | 7503 | E
UNSIGNED FY27 to reach Street ($M) - needs NEW deals + MW not already in Capacity existing-contract billing | 4797 | 5535 | E | ~$4.8-5.6B (~$5B) unsigned; stays on slide / fork
Mgmt '~$40B' backlog/commitments language is NOT reconciled to $37.5B GAAP RPO by the company. |  |  | R
BOTH READINGS - YE26 run-rate guide $7-9B (YE26 label: BUILD PATH). Billing lock: base 258 YE26 / ~532 FY27 avg (engine-linked; Capacity 536.5); high 284 / ~659 (663.8)
Reading | low ($7B) | high ($9B) | Tag | Note
PRICE reading: $M per billed MW on BASE build path (257.7) | 27.1634 | 34.9243 | D
PRICE reading: $M per billed MW on HIGH build path (284.2) | 24.6305 | 31.6678 | D
MW reading: billing MW needed at $16M comps | 437.5 | 562.5 | D
extra billing MW vs base / high | 179.8 | 304.8 | D | high path: see rows 45 (153 / 278 MW extra vs ~284)
Billing lock (MW): base YE26 / FY27 avg (257.7 / engine-linked) | 257.7 | 531.841 | D (Capacity)
Billing lock (MW): high YE26 / FY27 avg (284.2 / engine-linked) | 284.2 | 659.157 | D (Capacity)
v0.9b YE26 alignment (Peer KPIs fix): slide band = $27.2M ($7B on base 257.7) to $31.7M ($9B on high 284.2) per billed MW - inside the $25-32M band; $34.9M ($9B on base) no longer charted. Still ~2x the hyperscaler 5-6 yr band $9.7–16.7M †.
MICROSOFT VINELAND (Capacity, room consensus)
'4 of 9 Microsoft tranches live on gensets; T5-T9 wait on Bloom.' Letter alone overstates; the call says 'remaining tranches'. T1-T4 = ~107 IT MW revenue-ready on 62 rented gensets (equal-split, Estimated). Case B = timing on T5-T9 only. |  |  | R / E
22-MONTH PAYBACK (Payback_Recon; two-line lock unchanged)
Skeptic revised: mgmt's 22 months requires EITHER (1) a net-capex financing definition OR (2) racks well below $36.8M per IT MW; Nebius's credit schedule is undisclosed. Back-load / deferred release is NOT used as support. Cash-credit timing alone: back-end ~20-22 mo (IREN peer analogy only) vs even 3-yr ~5 yrs. |  |  | E
back-end / even-credit cash payback (months) | 19.8652 | 61.0182 | E (assumption)
DRIVERS (v0.9e; tab Drivers + drivers_v09e.docx): (1) $ per billed MW vs comps (non-Microsoft hurdle ~$27.6M; blended ~$23M; market needs ~$24.5M base at $237.15); (2) FY27 billed MW ~532 / ~659 vs ~769 needed at $16M.
v0.9e LONG/BULL (see Long_Bull + long_bull_v09e.docx): A4 $217 (< $237.15); D3 $274 ($257 with Butler slip) clears spot but is a LABELLED SCENARIO, NOT a base case; SHORT stays default.
† FOOTNOTE ($16.2M): $16.2M is the owned-hall *contract* print (Anthropic–Nscale S-1 / ~$44.6B ÷ 6 ÷ ~460 IT MW). Monarch WV campus is civil-only as of late Sep 2026 (graded pads, no hall roofs; air permit draft; Caterpillar microgrid not live; financing not committed) — Grade Yellow for 460 MW by H1'28. Underwrite price from the contract, not from imagery. Source: peers/sites/site_verification.md §7.
Note on A2: † $16.2M is the owned-hall *contract* print (Anthropic–Nscale S-1 / ~$44.6B ÷ 6 ÷ ~460 IT MW). Monarch WV campus is civil-only as of late Sep 2026 (graded pads, no hall roofs; air permit draft; Caterpillar microgrid not live; financing not committed) — Grade Yellow for 460 MW by H1'28. Underwrite price from the contract, not from imagery. Source: peers/sites/site_verification.md §7.
Note on A5: † $16.2M is the owned-hall *contract* print (Anthropic–Nscale S-1 / ~$44.6B ÷ 6 ÷ ~460 IT MW). Monarch WV campus is civil-only as of late Sep 2026 (graded pads, no hall roofs; air permit draft; Caterpillar microgrid not live; financing not committed) — Grade Yellow for 460 MW by H1'28. Underwrite price from the contract, not from imagery. Source: peers/sites/site_verification.md §7.
Note on A6: † $16.2M is the owned-hall *contract* print (Anthropic–Nscale S-1 / ~$44.6B ÷ 6 ÷ ~460 IT MW). Monarch WV campus is civil-only as of late Sep 2026 (graded pads, no hall roofs; air permit draft; Caterpillar microgrid not live; financing not committed) — Grade Yellow for 460 MW by H1'28. Underwrite price from the contract, not from imagery. Source: peers/sites/site_verification.md §7.
Note on A17: † $16.2M is the owned-hall *contract* print (Anthropic–Nscale S-1 / ~$44.6B ÷ 6 ÷ ~460 IT MW). Monarch WV campus is civil-only as of late Sep 2026 (graded pads, no hall roofs; air permit draft; Caterpillar microgrid not live; financing not committed) — Grade Yellow for 460 MW by H1'28. Underwrite price from the contract, not from imagery. Source: peers/sites/site_verification.md §7.
Note on A67: † $16.2M is the owned-hall *contract* print (Anthropic–Nscale S-1 / ~$44.6B ÷ 6 ÷ ~460 IT MW). Monarch WV campus is civil-only as of late Sep 2026 (graded pads, no hall roofs; air permit draft; Caterpillar microgrid not live; financing not committed) — Grade Yellow for 460 MW by H1'28. Underwrite price from the contract, not from imagery. Source: peers/sites/site_verification.md §7.
Note on C17: † $16.2M is the owned-hall *contract* print (Anthropic–Nscale S-1 / ~$44.6B ÷ 6 ÷ ~460 IT MW). Monarch WV campus is civil-only as of late Sep 2026 (graded pads, no hall roofs; air permit draft; Caterpillar microgrid not live; financing not committed) — Grade Yellow for 460 MW by H1'28. Underwrite price from the contract, not from imagery. Source: peers/sites/site_verification.md §7.

## Long_Bull
LONG / BULL CASE (v0.9e, PROVISIONAL) - what has to be true for LONG. Headline stays SHORT (build EV -$0.9B, PT $0; stop-building $13.21). PT share basis = Filings FD 358.56M (Aug-26 notes as debt; 376.65M if-converted when PT >= $324.65). R = Reported, D = Derived, E = Estimated
VERDICT (v0.9c; Grok + Skeptic + GPU Market): Stack D3 (~$24M on ALL uncontracted MW + Capacity HIGH MW path) is a LABELLED SCENARIO, NOT A BASE CASE. SHORT remains the default headline (PT $0). The evidence does NOT underwrite ~$24M blended today: hyperscaler 5-6 yr contract prints $9.7–16.7M/IT MW-yr †; mid-term prints >$20M are thin on disclosed MW; short-term ~5% of mix. Getting to ~$24M blended needs EITHER ~22-35% short-term mix (4-7x what the evidence shows) OR multiple signed mid-term ACVs >= $22-24M/IT MW-yr with disclosed MW by the Q3/Q4 prints. Until one of those prints, D3 is a what-has-to-be-true row, not a forecast. Price is the lever; MW alone leaves PT $0 (B1/B2).
Method: each row = full-model recalc (LibreOffice) of v0.9e with ONLY the listed Inputs overrides (all else base, Scen 2), solved under the new-note treatment consistent with its own PT; older notes tested tranche by tranche at that PT; unconverted notes at accreted value at the PT date. Static snapshot [D, 2026-10-08 ET]; row 7 live. Col H = PT change vs v0.9d.
Pass/fail tests: (1) LONG works only if self-consistent PT >= spot $237.15 [R, Oct 7 close]; (2) building beats stopping only if PT > stop-building $13.21 [D, v0.9e]. Funding: no-vote headroom proceeds @ $223.60 ATM WA: ~78M sh = $17.4B (conservative) / ~97M = $21.6B.
Scenario | Inputs overrides (reproduce on Inputs; all else base) | Skeptic trigger | EV ($M) | PT self-cons. ($) | PT spot-issue memo ($) | Equity value pre-issuance ($M) | PT change vs v0.9d ($) | Equity need Q3'26-Q4'30 ($M) | Headroom cover: ~78M x $223.60 / need | Authority need (M sh) vs ~78 / ~97 (multiple) | FY27 billed MW (engine-linked) | FY27 revenue ($M) | Verdict
BASE - live link (current Inputs; should read -898.8 / 0.00 at defaults; col H = live PT FD shares at spot, 358.56) | none (FDSel 1, MWPathSel 0, ButlerSlip 0, ND_Px 3.72, RubinMW 16.2 †) |  | -898.814 | 0 | 84.8755 | -621.0962 | 358.5583 | 41823.6656 |  |  | 474.9618 | 8209.2404 | live
SHORT BASE (headline default) | none | - | -898.814 | 0 | 84.8755 | -621.0962 | 0 | 41823.6656 | 0.41572 | n.m. (no + fixed point) | 531.841 | 8209.2404 | Short holds
Stop building (reference) | StopBuild 1 | - | 9765.2328 | 13.2144 | 13.2144 | 5412.9134 | 3.3565 | 0 |  | 0M = 0.0-0.0x | 438.0075 | 6466.0206 | Below stop-building
Bull A1: GB300-era new-deal ACV $22M sustained (Rubin held at $16.2M †) | ND_Px 5.115 ($/GPU-hr; = $22M/IT MW-yr at 491 GPU/MW) | 1 | 4877.9797 | 3.8889 | 94.3748 | 5155.6975 | 3.3632 | 38815.0679 | 0.44794 | n.m. (no + fixed point) | 531.841 | 9053.6086 | Below stop-building
Bull A2: GB300-era new-deal ACV $24M sustained (Rubin $16.2M †) | ND_Px 5.580 (= $24M) | 1 | 8994.5374 | 18.9656 | 102.8649 | 9272.2552 | 3.3524 | 37953.3396 | 0.45811 | 2799M = 28.9-36.0x | 531.841 | 9335.0647 | Build > stop; still < spot
Bull A3: ALL uncontracted MW (GB300 + Rubin) at $22M sustained | ND_Px 5.115; RubinMW 22 | 1 (+3) | 47548.8581 | 159.2022 | 192.0829 | 47826.5759 | 3.241 | 35793.4124 | 0.48575 | 320M = 3.3-4.1x | 531.841 | 9082.1275 | Build > stop; still < spot
Bull A4: ALL uncontracted MW at $24M sustained | ND_Px 5.580; RubinMW 24 | 1 (+3) | 64449.5893 | 216.962 | 229.6667 | 64727.3071 | 0.65506 | 33952.0623 | 0.5121 | 237M = 2.5-3.0x | 531.841 | 9373.4177 | Build > stop; still < spot
Bull B1: Capacity HIGH energized path only (YE26 high 284.2 / FY27 avg 645 lock), price at base comps | MWPathSel 1 | 2 / 4 | 1660.1851 | 0 | 101.8608 | -1080.4014 | 0 | 54564.7379 | 0.31865 | n.m. (no + fixed point) | 659.157 | 10212.8251 | Short holds
Bull B2: UPPER BOUND - FY27 avg toward ~769 (high path x 1.19 revenue MW; capex NOT scaled = free MW, not decision-grade) | MWPathSel 1; MW_Haircut 1.1915 | 2 / 4 | 2701.891 | 0 | 118.8904 | -1169.1563 | 0 | 69921.9144 | 0.24866 | n.m. (no + fixed point) | 750.4695 | 12240.7326 | Short holds
Bull C1: owned Rubin uncontracted at $19.6M stand-alone (GB300 base $16M) | RubinMW 19.6 | 3 | 21233.8413 | 63.4095 | 133.8429 | 21511.5591 | 3.2597 | 39769.5582 | 0.43719 | 869M = 9.0-11.2x | 531.841 | 8225.9584 | Build > stop; still < spot
Bull C2: owned Rubin at $20M (Inputs bull column) | RubinMW 20 | 3 | 23954.9624 | 73.4177 | 139.6946 | 24232.6802 | 3.2348 | 39449.4331 | 0.44074 | 748M = 7.7-9.6x | 531.841 | 8227.9252 | Build > stop; still < spot
Stack D1: A1 + B1 + C1 ($22M GB300, Rubin $19.6M, high MW) | ND_Px 5.115; RubinMW 19.6; MWPathSel 1 | 1+2+3 | 44836.8898 | 139.2956 | 186.8098 | 42096.3033 | 3.9829 | 48102.0361 | 0.36146 | 465M = 4.8-6.0x | 659.157 | 11628.6644 | Build > stop; still < spot
Stack D2: A2 + B1 + C1 ($24M GB300, Rubin $19.6M, high MW) | ND_Px 5.580; RubinMW 19.6; MWPathSel 1 | 1+2+3 | 49640.6381 | 156.0839 | 196.3658 | 46900.0516 | 3.3572 | 46857.8022 | 0.37105 | 406M = 4.2-5.2x | 659.157 | 12088.1027 | Build > stop; still < spot
Stack D3 [LABELLED SCENARIO - NOT BASE]: A4 + B1 (ALL uncontracted $24M, high MW) | ND_Px 5.580; RubinMW 24; MWPathSel 1 | 1+2+3+4 | 85463.162 | 273.6743 | 269.0748 | 82722.5755 | 0.62019 | 44102.4549 | 0.39424 | 232M = 2.4-3.0x | 659.157 | 12136.6637 | PT >= spot $237.15 ONLY in this LABELLED scenario - not base
Existing Inputs BULL column (Scen 1; all bull inputs incl. high MW, Rubin $20M, $18M GB300 mix) | Scen 1 | all | 125480.8595 | 400.511 | 367.3923 | 124273.4 | -0.23444 | 29063.7834 | 0.59823 | 131M = 1.4-1.7x | 696.738 | 13514.6499 | PT >= spot $237.15 ONLY in this LABELLED scenario - not base
BUTLER-SLIP (FY28 toggle, NOT an FY27 short-killer) - Inputs ButlerSlip: YE27 Butler = 0 (base was ~65 stated / ~48 IT; 1Q lag -> billing only from Q1'28), 2028+ base (1) or low (2) path. FY27 billed MW (engine-linked ~532 / ~659) does not move (col L); the ~1.17-1.45x gap vs ~769 needed at $16M survives. Mgmt 260 MW by Oct'27 NOT underwritten (Red). YE28 Butler [E, Capacity]: base ~265 stated / ~196 IT; high ~400 / ~296; low ~130 / ~96. Independence (~125 / ~93 YE27) and Birmingham (~75 / ~56) stay the real YE27 owned contributors; none support YE26 billing. Colo gaps n/d - no MW invented.
Scenario + Butler slip | Inputs overrides |  | EV ($M) | PT self-cons. ($) | PT spot-issue memo ($) | Equity value pre-issuance ($M) | PT change vs v0.9d ($) | Equity need Q3'26-Q4'30 ($M) | Headroom cover: ~78M x $223.60 / need | Authority need (M sh) vs ~78 / ~97 (multiple) | FY27 billed MW (engine-linked) | FY27 revenue ($M) | Verdict
Short base + slip (base 2028) | ButlerSlip 1 |  | -939.23 | 0 | 84.9561 | -661.5122 | 0 | 41935.7534 | 0.41461 | n.m. (no + fixed point) | 531.841 | 8209.2404 | Short holds
Short base + slip (low 2028; bear pairing) | ButlerSlip 2 |  | 1697.6738 | 0 | 76.6055 | 1975.3916 | 0 | 32896.5631 | 0.52853 | n.m. (no + fixed point) | 531.841 | 8209.2404 | Short holds
Bear (Scen 3) + slip low 2028 (= bear: low Butler path is already 0 until Q4'28) | Scen 3; ButlerSlip 2 |  | -34363.024 | 0 | 31.0806 | -34087.8704 | 0 | 54761.0281 | 0.3175 | n.m. (no + fixed point) | 325.6709 | 4287.2002 | Short holds
Bull B1 high MW + slip (base 2028) | MWPathSel 1; ButlerSlip 1 |  | 3478.7978 | 0 | 94.3755 | 738.2114 | 0 | 46020.0245 | 0.37781 | n.m. (no + fixed point) | 659.157 | 10212.8251 | Short holds
Bull A3 ($22M all uncontracted) + slip | ND_Px 5.115; RubinMW 22; ButlerSlip 1 |  | 47481.2925 | 158.966 | 192.0081 | 47759.0103 | 3.2498 | 35930.8073 | 0.4839 | 321M = 3.3-4.1x | 531.841 | 9082.1275 | Build > stop; still < spot
Bull C1 (Rubin $19.6M) + slip | RubinMW 19.6; ButlerSlip 1 |  | 21198.8326 | 63.282 | 133.8972 | 21476.5504 | 3.2598 | 39889.6105 | 0.43587 | 873M = 9.0-11.2x | 531.841 | 8225.9584 | Build > stop; still < spot
Stack D1 + slip | ND_Px 5.115; RubinMW 19.6; MWPathSel 1; ButlerSlip 1 |  | 43104.2589 | 132.2251 | 177.7277 | 40363.6724 | 3.1933 | 40059.3339 | 0.43403 | 421M = 4.4-5.4x | 659.157 | 11628.6644 | Build > stop; still < spot
Stack D2 + slip | ND_Px 5.580; RubinMW 19.6; MWPathSel 1; ButlerSlip 1 |  | 47332.5687 | 148.0176 | 186.6058 | 44591.9822 | 3.6578 | 38915.4387 | 0.44678 | 368M = 3.8-4.7x | 659.157 | 12088.1027 | Build > stop; still < spot
Stack D3 + slip [LABELLED SCENARIO - NOT BASE] | ND_Px 5.580; RubinMW 24; MWPathSel 1; ButlerSlip 1 |  | 80259.849 | 257.276 | 258.2805 | 77519.2625 | 0.63027 | 36338.9969 | 0.47846 | 212M = 2.2-2.7x | 659.157 | 12136.6637 | PT >= spot $237.15 ONLY in this LABELLED scenario - not base
Inputs BULL column (Scen 1) + slip | Scen 1; ButlerSlip 1 |  | 118046.8302 | 378.4052 | 354.657 | 116839.3707 | 0.0060731 | 22897.0316 | 0.75935 | 107M = 1.1-1.4x | 696.738 | 13514.6499 | PT >= spot $237.15 ONLY in this LABELLED scenario - not base
Reading: slip lowers 2028-30 build capex AND revenue; on the short base it is roughly EV-neutral (slip 1) or EV-positive (slip 2: less MW built at sub-breakeven $16M), i.e. it is not a long driver; on the bull stacks it costs ~$6-16 of PT on D1-D3 (D3 $273 -> $257) and ~$22 on the Scen 1 bull column. Bear unchanged.
WHAT HAS TO BE TRUE FOR LONG (D, from rows above)
1) PRICE on the UNCONTRACTED 2028-30 vintages is the lever, and it is mostly Rubin: GB300-only $22-24M (A1/A2) adds only ~$6-10B EV (PT $0.5-16) because RPO fills the 2027 vintages first; Rubin $19.6M alone (C1) is worth more (PT ~$60).
2) ALL uncontracted MW at ~$24M sustained (A4: PT ~$217) is below spot $237.15; adding the Capacity HIGH MW path (D3: PT ~$274; ~$257 with Butler slip) is the first stack that clears $237.15 - but D3 is a LABELLED SCENARIO ONLY, not a base case: no hyperscaler 5-6 yr print is above $16.2M †, and the non-Microsoft MW would need ~$27.6M per billed MW (only 3-6 month paper clears it).
3) MW alone does NOT flip the short: high path at base comps (B1) leaves PT $0 (EV -$0.9B -> +$1.7B) and raises the equity need ~$41.7B -> ~$54.5B; even free MW to ~769 avg (B2 upper bound) keeps PT $0. Billing MW >> 284 matters only as evidence that ACV is above comps (i.e. it reinforces 1-2), not as value on its own.
4) Even in the winning stacks the equity need ($34-44B on A4/D3) exceeds no-vote headroom proceeds (~$17.4B at ~78M / ~$21.6B at ~97M, $223.60); shares needed ~232-237M = ~2.4-3.0x headroom - the long needs a higher issue price or a new authority.
5) Rising H200 ($4.85 -> $5.40) / B200 ($5.50 -> $8.50) LIST prices are a demand signal only, not contract ACV (on-demand ~4% of revenue); they do not satisfy 1-2 by themselves.
6) Price is the lever; MW alone leaves PT $0. Short = default headline; D3 = labelled scenario only.
PRICE READING - hyperscaler 5-6 yr contract band ($M per IT MW-yr) vs mid-term vs Street
Print | $M/IT MW-yr | Tag | Note
IREN - Microsoft (5-yr) | 9.7 | R/D
Narvik (Nscale/Aker - Microsoft) | 11.7 | R/D
Nscale (hyperscaler) | 13.4 | R/D | ~
Microsoft - Nebius Vineland | 14.5 | R/D | GPU-alt reading $17.1M
Anthropic - Nscale owned Rubin † | 16.2 | R/D | † owned-hall CONTRACT print (not build-verified; Monarch WV Grade Yellow) - see Judge_Slide row 96
Mid-term (3-yr) Q2'26 / IREN - SEPARATE row, not hyperscaler band | 20-22.5 | R/D | rolls to ~$16.5M 5-yr rate
Street FY27 implied (outside band) | 26 | E/D | $12.3B / ~475 avg billing MW
YE26 guide band (Peer KPIs fix): $7B / base 257.7 -> $9B / high 284.2 | 27.2-31.7 | D | ~2x the $9.7–16.7M † band as reported; $34.9M ($9B on base) no longer charted
DILUTION (Filings dilution_scenarios.xlsx / one-pager, wired 2026-10-05) - PT share basis = FD
Item | Value | Tag | Note
FD shares 6/30/26 (Class A out 238.4 + Class B 33.5 + NVIDIA warrant 21.1 + if-converted 65.4) - v0.9c PT SHARE BASIS (Inputs FD_630 row 467) | 358.338 | D | wired into PT math from v0.9c (FDSel 1); unsold ATM NOT included (enters only when sold, via funding-plan issuance)
Class A outstanding 6/30/26 | 238.4002 | R | ownership colour only
No-vote headroom gross (20% pool 64.4M + treasury 50.2M) | 114.5939 | D
No-vote headroom net of NVIDIA warrant (21.1M) | 93.528 | D
ATM remaining (M sh) @ WA $223.60 | 12.2705 | R | ATM exhaust = $2,743.7M gross; 3.4% vs FD
Proceeds: 100% net headroom @ $223.60 ($M) | 20912.9 | D | 26.1% vs FD (39.2% vs Class A)
Proceeds: 100% gross headroom @ $223.60 ($M) | 25623.2 | D | 32.0% vs FD (48.1% vs Class A)
Equity need Q3'26-Q4'30, short base ($M) | 41823.6656 | D | ~$41.7B; headroom short of need -> short does not hang on governance
Post-6/30 ATM sales | n.d. | - | PLACEHOLDER - not disclosed; not invented
NVIDIA warrant exercise | n.d. | - | PLACEHOLDER
$775M facility draw | n.d. | - | PLACEHOLDER
Legacy v0.9b engine FD at $237.15 (v0.9e; was $242.81) (Inputs row 350; FDSel 0 only) - RETIRED for PT math | 369.1674 | D | 369.2M; NOT used for the headline from v0.9c
Gap legacy 369.2M (retired) - Filings FD 358.3M | 10.8295 | D | Gap = RSUs 6.23 + options TSM at $237.15 4.28 + Aug-26 exchange vs exchanged-notes if-converted 0.38 (Valuation 330-332). The ~12.3M unsold ATM was NOT in 369.2M (Inputs 350 is EXCL. unsold ATM; 381.5M is incl.) - the gap is RSUs/options, not ATM
SKEPTIC - 'what breaks the short' (any one): (1) sustained mid-term ACV >= ~$22-24M on uncontracted MW -> Bull A; (2) YE26 billing >> ~284 -> Bull B (evidence test at Q3 print ~Nov 10); (3) owned Rubin >= ~$19.6M stand-alone -> Bull C; (4) Capacity high path too low on 2027-28 campuses -> Bull B2 upper bound. Rows above show (1) only works if it reaches the Rubin vintages, (3) alone gets to ~$59, and only stacks clear spot.
Snapshot source: /workspace/tmpw/v09c/runs_v09c.pkl (runs_v09c.py over lb_run/qrun2; v0.9b deltas vs /workspace/tmpw/v09b/runs1/2.pkl). FDSel 0 reproduces v0.9b exactly (base spot memo 84.42, D3 265.06, stop 9.65). Switches: Inputs 457-459 (MWPathSel, MWPathX, ButlerSlip), 462 (FDSel).

## README
Nebius (NBIS) driver model - README
Save path: /workspace/nebius/model/nebius_model.xlsx. Quarterly Q1'24-Q2'26 actuals (Hist, tagged Reported/Derived/Estimated/Not disclosed + best estimate + source), Q3'26-Q4'30 forecast, FY roll-ups AI:AO.
Scenario: Inputs!D4 (1 Bull / 2 Base / 3 Bear). Blue = input; orange = placeholder; yellow = estimated/consensus; black = formula.
Flow: Inputs -> Sites (contracted / energized [Capacity file] / mgmt-connected; MWSel; BillLag; PUE basis) -> Pricing -> Contracts (tranches, power ceiling, Q4 bridge) -> Revenue (3 books) -> Capex_DA (vintage cohorts, PISLag, impairment, cap. interest, dep-yield) -> Financing -> PnL -> CashFlow -> Shares -> Valuation (DCF, dilution solve, EV bridge, EV/MW) -> KPIs / Outputs / Sensitivity / Checks.
Circularity: no Excel iterative calc needed. Valuation solves value/share by 15 unrolled fixed-point steps; DilPxMode 1 = SharePx for quarterly dilution.
Converts: DilMethod 1 if-converted all / 2 ITM only (default; step dilution at conversion prices) / 3 net-share. Converted principal is removed from debt (Checks row 1).
Static snapshot tables on Outputs / Sensitivity / Valuation memo rows / Checks (bull 3x, scenario-invariance) come from LibreOffice recalcs in snap.py; re-run snap.py after changing inputs.

## Bridge
EV bridge v0.1 -> v0.3 -> v0.4 (STATIC, filled by snap.py)
Base scenario. Each row = cumulative settings recomputed in the CURRENT model (bug fixes such as the renewal-formula bracket and scenario-invariant history are in every row). $B and $/share are FD value/share.
Step | DCF EV $B | Change $B | FD $/share | Change $/sh | 12m PT $ | FY26 rev $M | FY27 rev $M | FY28 rev $M | FY27 EBITDA $M | YE27 liquidity $M | First neg. qtr
v0.1 (as reported) | 41.0535 |  | 105.9786 |  | 119.7559 | 2400.637 | 8242.0189 | 22266.6124 | 4575.8582 | -4456.7617 | Q4'27
+ fleet ratio forecast-only / capex on driver MW (FixMgmt) | 46.9176 | 5.864 | 124.8136 | 18.8349 | 141.0393 | 2400.637 | 8242.0189 | 22266.6124 | 4606.0461 | -4408.0848 | Q4'27
+ terminal on Q4'30 exit incl. Q1'31 MW (include both) | 100.1858 | 53.2682 | 279.5958 | 154.7822 | 315.9432 | 2400.637 | 8242.0189 | 22266.6124 | 4606.0461 | -4408.0848 | Q4'27
+ TV run-off floor | 100.1858 | 0 | 279.5958 | 0 | 315.9432 | 2400.637 | 8242.0189 | 22266.6124 | 4606.0461 | -4408.0848 | Q4'27
+ owned-site O&M | 89.0652 | -11.1206 | 247.4808 | -32.115 | 279.6533 | 2400.637 | 8242.0189 | 22266.6124 | 4517.4726 | -4518.475 | Q4'27
+ H2'26 repricing (= v0.2) | 99.8819 | 10.8168 | 278.7463 | 31.2655 | 314.9833 | 2425.3295 | 8517.5153 | 22648.7362 | 4713.075 | -4310.0666 | Q4'27
+ exclude both Q4'30 spend & Q1'31 MW | 86.3637 | -13.5182 | 239.9511 | -38.7951 | 271.1448 | 2425.3295 | 8517.5153 | 22648.7362 | 4713.075 | -4310.0666 | Q4'27
+ GPU capex lead 3 qtrs (= v0.3) | 94.1158 | 7.752 | 255.6152 | 15.664 | 288.8451 | 2425.3295 | 8517.5153 | 22648.7362 | 4713.075 | -7264.9716 | Q2'27
+ split capex lead: shell/power 3, GPUs 2 qtrs | 87.9214 | -6.1944 | 240.5996 | -15.0155 | 271.8776 | 2425.3295 | 8517.5153 | 22648.7362 | 4713.075 | -7160.9335 | Q3'27
+ price path: post-Rubin cut 22% + -6%/yr from year 2 | 94.9731 | 7.0517 | 260.2664 | 19.6668 | 294.101 | 2425.3295 | 8102.5841 | 22384.539 | 4418.4739 | -7450.3255 | Q3'27
+ Rubin premium at per-MW parity (1.56x GB300) | 153.7905 | 58.8174 | 419.2389 | 158.9725 | 473.74 | 2425.3295 | 8140.6586 | 24633.629 | 4445.5068 | -7423.7798 | Q3'27
+ CLT1 rent $2.2M/IT MW-yr | 154.0261 | 0.23561 | 419.8645 | 0.62555 | 474.4469 | 2425.3295 | 8140.6586 | 24633.629 | 4447.4208 | -7421.8657 | Q3'27
+ terminal g from fundamentals | 125.8196 | -28.2065 | 344.9764 | -74.8881 | 389.8233 | 2425.3295 | 8140.6586 | 24633.629 | 4447.4208 | -7421.8657 | Q3'27
+ new-deal pricing: 2027+ MW at $22M multi-year + 10% short-term $45M | 33.1834 | -92.6362 | 76.5045 | -268.4719 | 86.4501 | 2425.3295 | 7324.9522 | 19028.3078 | 3868.2693 | -7990.8284 | Q3'27
+ prepayments on new-build capex only (38.5%) | 31.8847 | -1.2987 | 72.3249 | -4.1796 | 81.7272 | 2425.3295 | 7324.9522 | 19028.3078 | 3868.2693 | -8050.0581 | Q3'27
+ GPU history anchor ~30k at 3/31/25 (= v0.4) | 31.7981 | -0.086589 | 72.0481 | -0.2768 | 81.4144 | 2423.4083 | 7320.2931 | 19024.8843 | 3864.9613 | -8054.4407 | Q3'27
+ closing deferred revenue run-off deducted from EV (cash double-count fix) | 22.187 | -9.6111 | 41.0941 | -30.954 | 46.4364 | 2423.4083 | 7320.2931 | 19024.8843 | 3864.9613 | -8054.4407 | Q3'27
+ prepayments by customer: signed MSFT/Meta 0% new, new hyperscaler 30% | 21.3632 | -0.82375 | 38.4243 | -2.6699 | 43.4194 | 2423.4083 | 7320.2931 | 19024.8843 | 3864.9613 | -11246.4034 | Q2'27
+ prepayment decay: other deals 38.5% -> 22.5% for 2028+ signings | 20.1986 | -1.1646 | 34.6497 | -3.7745 | 39.1542 | 2423.4083 | 7320.2931 | 19024.8843 | 3864.9613 | -11246.4034 | Q2'27
+ DR release on Reported 6/30 split; new prepayments straight-line 4 yrs | 20.4704 | 0.27173 | 36.3506 | 1.7009 | 41.0762 | 2423.4083 | 7320.2931 | 19024.8843 | 3864.9613 | -9683.8936 | Q2'27
+ short-term = 5% of TOTAL active MW at $45M x 85% occupancy (= v0.5) | 10.106 | -10.3644 | 2.7586 | -33.5921 | 3.1172 | 2423.4083 | 7336.2135 | 18576.5736 | 3876.2648 | -9672.7996 | Q2'27
+ new-deal $/MW path fix: flat nominal within generation to 2028, then -3%/yr (no per-chip ageing) | 52.719 | 42.613 | 140.0996 | 137.341 | 158.3126 | 2423.4083 | 7640.8884 | 20773.0271 | 4092.584 | -9462.5164 | Q2'27
+ Rubin new-deal pricing 1.2x GB300 per GPU-hr (generation step-down -22% $/MW) | 27.1503 | -25.5687 | 57.9597 | -82.1399 | 65.4945 | 2423.4083 | 7623.2306 | 19676.8937 | 4080.047 | -9474.7003 | Q2'27
+ stake values per Filings Note 5; Avride $0 in base (= v0.6) | 27.1503 | 0 | 57.8918 | -0.067922 | 65.4177 | 2423.4083 | 7623.2306 | 19676.8937 | 4080.047 | -9474.7003 | Q2'27
+ $775M asset-backed facility $0 drawn (undisclosed) | 27.1442 | -0.006075 | 57.9127 | 0.020898 | 65.4414 | 2423.4083 | 7623.2306 | 19676.8937 | 4080.047 | -10193.9951 | Q2'27
+ existing converts OTM at solved price as debt at ORIGINAL principal ($13.4B) not accreted | 27.1442 | 0 | 58.5031 | 0.59043 | 66.1085 | 2423.4083 | 7623.2306 | 19676.8937 | 4080.047 | -10193.9951 | Q2'27
+ Rubin revenue direct $18M/IT MW (no IT/gross toggle); short-term $45M tranche GB300-only | 26.0241 | -1.1201 | 54.9123 | -3.5908 | 62.0509 | 2423.4083 | 7621.7173 | 19606.8946 | 4078.9726 | -10195.0392 | Q2'27
+ Rubin capex LEASED $41M (was $32M) - only ~50 IT MW leased Rubin in 2027-30 (AIB CLT1) | 25.2858 | -0.73835 | 52.5453 | -2.367 | 59.3762 | 2423.4083 | 7621.7173 | 19606.8946 | 4078.9726 | -10420.8441 | Q2'27
+ Rubin capex OWNED $56M (was $43M) - ~2,048 IT MW owned Rubin 2027-30 (IT/GPU slice 31.75 -> 44.75, replaced every 5 yrs) | -0.30883 | -25.5946 | 0.01 | -52.5353 | 0.0113 | 2423.4083 | 7621.7173 | 19606.8946 | 4078.9726 | -13507.4497 | Q2'27
+ Avride double-count rule (base: Avride $0, burn kept - no change) | -0.30883 | 0 | 0.01 | 0 | 0.0113 | 2423.4083 | 7621.7173 | 19606.8946 | 4078.9726 | -13507.4497 | Q2'27
+ 2027 funding plan: ATM 12.27M sh + 2 x $6.4B converts; post-funding per-share (= v0.7) | -0.18397 | 0.12486 | 0.01 | 0 | 0 | 2423.4083 | 7621.7173 | 19606.8946 | 4078.9726 | 2001.2887 | Q1'28
FIX 5: capitalised interest out of UFCF tax / terminal D&A (financing no longer moves EV) | -0.48066 | -0.29669 | 0.01 | 0 | 0 | 2423.4083 | 7621.7173 | 19606.8946 | 4078.9726 | 2001.2887 | Q1'28
FIX 2: owned-site opex $2.25M/IT MW-yr all-in, no rent (P&L O&M was $0.75M + power ~$0.66M) | -3.7648 | -3.2841 | 0.01 | 0 | 0 | 2423.4083 | 7621.7173 | 19606.8946 | 3979.4159 | 1876.5338 | Q1'28
FIX 3a: data hall $12.5M/IT MW (was 11.25) split 30% shell 20y / 70% power-cooling 10y; servers+network only on 5-yr cycle | -3.8907 | -0.12594 | 0.01 | 0 | 0 | 2423.4083 | 7621.7173 | 19606.8946 | 3979.4159 | 1706.8877 | Q1'28
FIX 3b: retired GPUs 15% residual at refresh (after tax), forecast + terminal | -1.1185 | 2.7723 | 0.01 | 0 | 0 | 2423.4083 | 7621.7173 | 19606.8946 | 3979.4159 | 1706.8877 | Q1'28
+ Capacity v2 (YE26 ~302 / YE27 ~1,082 IT MW; new sites with own capex; Basis-tab IT factors) | 8.2864 | 9.4048 | 0.01 | 0 | 6.9037 | 2465.0795 | 8349.8336 | 22070.4816 | 4312.9651 | -1066.7468 | Q4'27
+ GB300 capex from rack price: 6.8 x $4.5M + $6.1M = $36.7M leased / $49.2M owned (was 41 / 53) | 13.1261 | 4.8397 | 13.7581 | 13.7481 | 24.653 | 2465.0795 | 8349.8336 | 22070.4816 | 4312.9651 | 777.3401 | Q1'28
+ converts left in debt at CARRYING value (Note 12 amortized cost / Aug notes at face, accreted) | 13.1261 | 0 | 13.4798 | -0.27827 | 21.9368 | 2465.0795 | 8349.8336 | 22070.4816 | 4312.9651 | 777.3401 | Q1'28
+ Capacity capex v2: GB300 racks 491/72 = 6.82 -> $36.8M | 13.0277 | -0.098356 | 13.1479 | -0.33193 | 21.5761 | 2465.0795 | 8349.8336 | 22070.4816 | 4312.9651 | 739.7481 | Q1'28
+ Rubin capex v2: leased $41.1M (was 41), owned $52.6M (was 56) | 21.6257 | 8.598 | 41.015 | 27.8671 | 51.8614 | 2465.0795 | 8349.8336 | 22070.4816 | 4312.9651 | 1510.1014 | Q1'28
+ lease prepayments $1.6M per new leased IT MW (upfront, 10-yr amortisation) | 21.0027 | -0.62299 | 38.2552 | -2.7598 | 48.8622 | 2465.0795 | 8349.8336 | 22070.4816 | 4312.9651 | 626.2775 | Q1'28
+ GB300 2027+ new-deal price $16M/IT MW from contracts (was $22M) | 9.0577 | -11.945 | 0.01 | -38.2452 | 6.7874 | 2465.0795 | 7505.4653 | 20180.6646 | 3713.4637 | 39.3556 | Q1'28
+ new prepayments at Q2'26 pace $1.2B/qtr through Q4'28 (was % of capex) (= v0.7b) | 7.8546 | -1.2031 | 0.01 | 0 | 2.4785 | 2465.0795 | 7505.4653 | 20180.6646 | 3713.4637 | -5027.7734 | Q3'27
v0.7c 1: asset floor on the SHARED EV-to-equity bridge (floor only; DCF unchanged) | 7.8546 | 0 | 0.01 | 0 | 2.4785 | 2465.0795 | 7505.4653 | 20180.6646 | 3713.4637 | -5027.7734 | Q3'27
v0.7c 2: Rubin_Prem 1.2x input removed -> derived output (no output effect, verified) | 7.8546 | 0 | 0.01 | 0 | 2.4785 | 2465.0795 | 7505.4653 | 20180.6646 | 3713.4637 | -5027.7734 | Q3'27
v0.7c 3: colo fit-out excluded from leased Rubin as for GB300: $41.1M -> $40.1M | 7.9553 | 0.10068 | 0.01 | 0 | 2.8332 | 2465.0795 | 7505.4653 | 20180.6646 | 3713.4637 | -4990.164 | Q3'27
v0.7c 4: Rubin price $16.2M/IT MW (bull 20 / bear 14.5; was 18/20/16) † | -6.4678 | -14.4231 | 0.01 | 0 | 0 | 2465.0795 | 7496.6146 | 19644.3262 | 3707.1797 | -4996.2852 | Q3'27
v0.7c 5: Bloom-slip / Vineland-loss MW idle, not re-sold (no base effect: slip off) | -6.4678 | 0 | 0.01 | 0 | 0 | 2465.0795 | 7496.6146 | 19644.3262 | 3707.1797 | -4996.2852 | Q3'27
v0.7c 6: 3-yr re-pricing option added (off in base) | -6.4678 | 0 | 0.01 | 0 | 0 | 2465.0795 | 7496.6146 | 19644.3262 | 3707.1797 | -4996.2852 | Q3'27
v0.7c 7: run-off terminal value keeps 15% after-tax GPU residual as exit-fleet cohorts retire | -1.3905 | 5.0773 | 0.01 | 0 | 0 | 2465.0795 | 7496.6146 | 19644.3262 | 3707.1797 | -4996.2852 | Q3'27
v0.7c 8: funding re-sized: ATM -> converts -> equity top-up to $1.0B every quarter to Q4'30 (= v0.7c) | -1.3905 | 0 | 0.01 | 0 | 67.2551 | 2465.0795 | 7496.6146 | 19644.3262 | 3707.1797 | 1000 | none to Q4'30
v0.7d 1: plan shares added to Sh_Basic / FD at the headline basis + authority check (no value change) | -1.3905 | 0 | 0.01 | 0 | 67.2551 | 2465.0795 | 7496.6146 | 19644.3262 | 3707.1797 | 1000 | none to Q4'30
v0.7d 2: off-B/S commitments 50% -> 0% (same rent / power already in EBITDA; EV unchanged) | -1.3905 | 0 | 0.01 | 0 | 88.9231 | 2465.0795 | 7496.6146 | 19644.3262 | 3707.1797 | 1000 | none to Q4'30
v0.7d 3: Vineland T5-T9 billing at Capacity v2 start quarters, no extra ramp (FY27 $447M -> $1,160M) | -0.89881 | 0.49169 | 0.01 | 0 | 89.2262 | 2465.0795 | 8209.2404 | 19716.7966 | 4213.144 | 1000 | none to Q4'30
v0.7d 4: HEADLINE PT self-consistent - all new issuance at the solved PT (= v0.7d) | -0.89881 | 0 | 0.01 | 0 | 6.6508 | 2465.0795 | 8209.2404 | 19716.7966 | 4213.144 | 1000 | none to Q4'30
v0.8: stop-building scenario + Meta backstop toggle added, both OFF in base; floor excludes backstop (no base change) (= v0.8) | -0.89881 | 0 | 0.01 | 0 | 6.6508 | 2465.0795 | 8209.2404 | 19716.7966 | 4213.144 | 1000 | none to Q4'30
v0.8b: funding-stack toggles (prepay / ABS / uncontracted price) added OFF; backstop built at $52.6M owned Rubin when stop-building (no base change) (= v0.8b) | -0.89881 | 0 | 0.01 | 0 | 6.6508 | 2465.0795 | 8209.2404 | 19716.7966 | 4213.144 | 1000 | none to Q4'30
v0.8c: equity value per current share before issuance + reconciliation; authority ~130M (no value change) (= v0.8c) | -0.89881 | 0 | 0.01 | 0 | 6.6508 | 2465.0795 | 8209.2404 | 19716.7966 | 4213.144 | 1000 | none to Q4'30
v0.8d 1: split uncontracted pricing (leased GB300 / owned Rubin) + renewal at 5-yr rate incl. terminal - toggles OFF in base (no base change) | -0.89881 | 0 | 0.01 | 0 | 6.6508 | 2465.0795 | 8209.2404 | 19716.7966 | 4213.144 | 1000 | none to Q4'30
v0.8d 2: convert cash coupons in window charged against equity value (after tax) | -0.89881 | 0 | 0.01 | 0 | 0 | 2465.0795 | 8209.2404 | 19716.7966 | 4213.144 | 1000 | none to Q4'30
v0.8d 3: R5 off - new shares issued at today's value (SC_Disc = Ke/(1+Ke)), not the 12-month PT (= v0.8d) | -0.89881 | 0 | 0.01 | 0 | 0 | 2465.0795 | 8209.2404 | 19716.7966 | 4213.144 | 1000 | none to Q4'30
Horizon per-share values (FD value/share rolled at Ke; excludes future funding dilution - see Funding tab)
Scenario | Today | 6-month | 12-month PT | 3-year
Base (live) | 0.01 | 0 | 0 | 0
Bull | 365.8161 | 378.4473 | 400.511 | 502.401
Bear | 0.01 | 0 | 0 | 0
New-MW pricing vs IREN >$20M/IT MW-yr ($M per IT MW-yr). GB300 GPU-hour engine (legacy fleet) at Oct-1 list x RealRes x Util_Res; new 2027+ MW at new-deal blend (col G)
Scenario | GB300 gross | net leased (-$2.2M rent) | net owned (-O&M) | Rubin gross | IREN gross / leased / owned | New-deal blend gross
Base (live) | 27.4243 | 25.2243 | 26.6743 | 27.2673 | 20.0 / 17.8 / 19.25 | 16.6917
Bull | 43.0417 | 40.8417 | 42.2917 | 46.9633 | 20.0 / 17.8 / 19.25 | 19.0922
Bear | 22.2728 | 20.0728 | 21.5228 | 21.8719 | 20.0 / 17.8 / 19.25 | 14.7366
v0.5 BASE RANGE: 12m PT ($/share) by short-term share (of TOTAL active MW) x new-deal $/MW basis, with / without prepayment decay (STATIC). Green = base; yellow = supported tests; orange = gross-MW basis (alternative reading of slide); red = equity floored at 0
Prepayment decay ON (base) | ST share 0% (floor) | ST share 2% | ST share 5% | ST share 10%
IT basis $22M/IT MW | 0 | 0 | 0 | 5.2666
Gross-MW basis = $26.4M/IT MW | 0 | 0 | 0 | 22.9722
EV $B / YE27 liq $B / 1st neg - IT | -5.5 / 1.0 / none to Q4'30 | -3.6 / 1.0 / none to Q4'30 | -0.9 / 1.0 / none to Q4'30 | 5.4 / 1.0 / none to Q4'30
EV $B / YE27 liq $B / 1st neg - gross | -2.1 / 1.0 / none to Q4'30 | -0.5 / 1.0 / none to Q4'30 | 1.7 / 1.0 / none to Q4'30 | 10.1 / 1.0 / none to Q4'30
Prepayment decay OFF (other deals 38.5% flat) | ST share 0% (floor) | ST share 2% | ST share 5% | ST share 10%
IT basis $22M/IT MW | 0 | 0 | 0 | 8.3068
Gross-MW basis = $26.4M/IT MW | 0 | 0 | 0 | 26.0124
EV $B / YE27 liq $B / 1st neg - IT | -4.7 / 1.0 / none to Q4'30 | -2.8 / 1.0 / none to Q4'30 | -0.1 / 1.0 / none to Q4'30 | 6.2 / 1.0 / none to Q4'30
EV $B / YE27 liq $B / 1st neg - gross | -1.2 / 1.0 / none to Q4'30 | 0.3 / 1.0 / none to Q4'30 | 2.6 / 1.0 / none to Q4'30 | 10.9 / 1.0 / none to Q4'30
Note on A51: † $16.2M is the owned-hall *contract* print (Anthropic–Nscale S-1 / ~$44.6B ÷ 6 ÷ ~460 IT MW). Monarch WV campus is civil-only as of late Sep 2026 (graded pads, no hall roofs; air permit draft; Caterpillar microgrid not live; financing not committed) — Grade Yellow for 460 MW by H1'28. Underwrite price from the contract, not from imagery. Source: peers/sites/site_verification.md §7.

## Payback_Floor
Payback check, new-deal price cases, EBITDA per IT MW by generation, and asset floor (live formulas). Inputs blue.
v0.9e: row 167 re-solved on the v0.9e basis (build PT = stop PT at $16.7M / $17.4M at 10% / 11% WACC; v0.8 $16.3M / $16.9M on 369.2M); EV breakevens share-independent. Other cells live.
Leased GB300 capex per IT MW ($M; GPU + network + storage, no shell) = CPM_Lease_GB300 (rack-based) | 36.7875 | v0.7b: 6.8 racks x GB_RackPx + $6.1M network (v0.7 41.3) |  | Owned opex per IT MW-yr (power + ops, NO rent) = OwnOpex | 2.25
Leased Vera Rubin capex per IT MW ($M) - live scenario = CPM_Lease_VR | 40.1 | Capacity v2 ex $1M colo fit-out (v0.7c): $33.3 / 40.1 / 48.2M bull/base/bear (racks $6.7/7.8/9.1M; network $5.3M) |  | Owned data hall + power/cooling $M/IT MW (in owned capex; not replaced on GPU cycle) = CPM_SP | 12.5
Owned GB300 capex per IT MW ($M, incl. data hall) = CPM_Own_GB300 | 49.2875 | v0.7b: rack-based + $12.5M hall (v0.7 53) |  | Data hall economic life (yrs; residual only) = HallLife | 18
Owned Vera Rubin capex per IT MW ($M) = CPM_Own_VR | 52.6 | Capacity v2 base $52.6M (v0.7 56) |  | GPU/server residual at refresh (% of servers+network) = GPU_Resid | 15%
Opex per IT MW-yr (rent $2.0-2.5M + power + ops), fixed across generations | 4.5 | Range $4-5M; does NOT fall at the Rubin switch |  | WACC (NPV discount rate) | 11%
Management payback target (months) | 22 | Q2'26 letter: 1 year 10 months, prepayments excluded (footnote basis) |  | Corporate opex % revenue FY29 (other COR + PD + SG&A ex-SBC; for after-tax NPV incl. overhead) | 21%
Asset life for unlevered IRR (yrs; capex at t0, flat EBITDA, residual at end: GPUs GPU_Resid, owned data hall at HallLife) | 5 | GPU life 5 yrs (model base)
A) New-deal price cases - $/IT MW-yr next to implied $/GPU-hr. GB300: one linked input (ND_Px x 491 x 8,760 x ND_Occ), IT vs gross toggle. RUBIN: direct $/IT MW-yr (no IT/gross toggle)
Case | IT reading $M/IT MW | IT $/GPU-hr | Gross reading $M/IT MW | Gross $/GPU-hr | $/GPU-hr at 400/MW (ref only)
GB300 NVL72 (491 GPUs/IT MW) | 16 | 3.7199 | 19.2078 | 4.4657
Vera Rubin $14.5M/IT MW [bear] | 14.5 | 5.1727 | same (no toggle) |  | 4.1381
Vera Rubin $16.2M/IT MW [base] † | 16.2 | 5.7791 | same (no toggle) |  | 4.6233
Vera Rubin $20M/IT MW [bull] | 20 | 7.1347 | same (no toggle) |  | 5.7078
Vera Rubin at live RubinMW | 16.2 | 5.7791 | same (no toggle) |  | 4.6233
Benchmarks: IREN new 3-yr GB300 ~$4.65/GPU-hr (>$20M/IT MW); Rubin: Anthropic-Nscale ~$16.2M/MW (6-yr, MW basis unknown); WhiteFiber-Prime Intellect 576 VR200 ~$108.2M/3 yrs = ~$7.15/GPU-hr (~$20M/IT MW if packages counted, medium). GB300 basis not disclosed by management. †
B) EBITDA per IT MW-yr by generation (opex fixed across generations; Rubin = RubinMW, no toggle)
| GB300 IT | Rubin (RubinMW) | Change | GB300 gross | Rubin (RubinMW) | Change
Revenue per IT MW-yr | 16 | 16.2 | 1.25% | 19.2078 | 16.2 | -15.66%
Opex per IT MW-yr (PB_Opex) | 4.5 | 4.5 |  | 4.5 | 4.5
EBITDA per IT MW-yr | 11.5 | 11.7 | 1.739% | 14.7078 | 11.7 | -20.45%
Memo: model's own opex/IT MW-yr - B: LEASED = RentMW x PUE + power (LoadFactor x PUE x 8,760 x PowerPx); C: OWNED = power + O&M, no rent (PB_OpexOwn) | 3.4695 | 2.25
C) PAYBACK (months) = capex / (revenue - opex) x 12; prepayments EXCLUDED unless stated. Flag = within +/-3 months of 22. IRR = unlevered pre-tax, capex at t0, flat EBITDA over PB_Life, residual at end (col L). NPV per IT MW at WACC: N pre-tax; O after tax (site level, book D&A shield); P after tax incl. corporate opex PB_Corp
Case | IT / Rubin payback | flag | Gross (MYRate x ND_GrossX) payback | flag | capex $M/IT MW | opex | revenue IT $M | EBITDA/IT MW (IT) | IRR (IT, with residual) | IRR (gross, with residual) | residual at yr PB_Life $M/MW | IRR (IT) no residual [v0.7 basis] | NPV/MW pre-tax @WACC | NPV/MW after tax (site) | NPV/MW after tax incl. corporate opex | of which data hall $M/MW
Leased GB300 (capex incl. $1.6M lease prepayment) | 40.0565 | outside | 31.3201 | outside | 38.3875 | 4.5 | 16 | 11.5 | 18.1% | 28.67% | 5.7581 | 15.18% | 7.5325 | 3.0059 | -6.2084 | 0
Leased Vera Rubin BASE: $16.2M rev / $40.1M capex ex fit-out (+ lease prepayment) † | 42.7692 | outside | n/a (no toggle) |  | 41.7 | 4.5 | 16.2 | 11.7 | 15.6% |  | 6.255 | 12.46% | 5.254 | 1.0924 | -8.2771 | 0
Leased Vera Rubin BULL: $20M / $33.3M (+ lease prepayment) | 27.0194 | outside | n/a (no toggle) |  | 34.9 | 4.5 | 20 | 15.5 | 36.04% |  | 5.235 | 34.21% | 25.4931 | 16.5674 | 5.0495 | 0
Leased Vera Rubin BEAR: $14.5M / $48.2M (+ lease prepayment) | 59.76 | outside | n/a (no toggle) |  | 49.8 | 4.5 | 14.5 | 10 | 4.562% |  | 7.47 | 0.1337% | -8.4079 | -9.5898 | -20.8057 | 0
Leased Vera Rubin: bull price $20M at base capex $40.1M (+ lease prepayment) | 32.2839 | outside | n/a (no toggle) |  | 41.7 | 4.5 | 20 | 15.5 | 27.26% |  | 6.255 | 24.98% | 19.2984 | 11.5134 | -0.0045141 | 0
Owned GB300 (memo, rack-based servers+network + 12.5 hall), opex NO rent | 43.0145 | outside | 34.8777 | outside | 49.2875 | 2.25 | 16 | 13.75 | 18.06% | 25.98% | 14.5459 | 12.23% | 10.1634 | 3.9543 | -5.26 | 12.5
Owned Vera Rubin (memo, base 52.6 = 40.1 + 12.5 hall) at $16.2M, opex NO rent † | 45.2473 | outside | n/a (no toggle) |  | 52.6 | 2.25 | 16.2 | 13.95 | 16.17% |  | 15.0428 | 10.21% | 7.8849 | 2.0408 | -7.2887 | 12.5
MODEL'S OWN: GB300-era path capex (avg PathRateIT + PathRateSP 2027) + model opex at 2027 owned share | 39.7618 | outside | 31.7881 | outside | 42.374 | 3.2116 | 16 | 12.7884 | 19.25% | 28.66% | 8.4189 | 15.49% | 9.8867 | 4.4066 | -4.8078 | 3.6049
MODEL'S OWN: Rubin-era path capex (avg PathRateIT + PathRateSP 2029) + model opex at 2029 owned share, live RubinMW | 45.6559 | outside | n/a (no toggle) |  | 51.1177 | 2.7644 | 16.2 | 13.4356 | 15.6% |  | 13.8607 | 9.857% | 6.7644 | 1.3454 | -7.984 | 10.8229
TEST: GB300 IT at $32M capex/IT MW (IT fits 22 mo only at ~$32M = 12 x 32 / (22 - 4.5)) | 33.3913 | outside | 26.1086 | outside | 32 | 4.5 | 16 | 11.5 | 25.73% | 37.88% | 4.8 | 23.36% | 13.3514 | 7.7534 | -1.4609 | 0
TEST: GB300 IT with lower opex $2M/IT MW-yr (ex-rent definition) | 31.5321 | outside | 25.654 | outside | 36.7875 | 2 | 16 | 14 | 28.35% | 38.84% | 5.5181 | 26.14% | 18.2298 | 11.051 | 1.8367 | 0
TEST: GB300 IT with prepayments counted as cash (55% of capex on 70% of deals = 38.5%) | 23.608 | WITHIN +/-3 | 18.459 | outside | 36.7875 | 4.5 | 16 | 11.5 | 44.48% | 60.25% | 5.5181 | 42.04% | 23.1532 | 18.3583 | 9.144 | 0
Implied GB300 revenue/IT MW if management's 22 months INCLUDES prepayments (capex x 61.5% x 12 / 22 + opex) | [6 empty] | 16.8405
NOTE (v0.7b): the 2027+ new-deal price is now set from CONTRACTS ($16M/IT MW base = $3.72/GPU-hr; 5-yr deals $14.5-16M: Microsoft ~$14.5M, Astra ~$15.9M), NOT calibrated to management's 22-month payback. At $16M no row fits 22 months ex-prepayments; with prepayments counted as cash (38.5% of capex) leased GB300 does (~24 months). Management's payback therefore most likely INCLUDES prepayments and/or uses lower opex. Col D 'gross' = MYRate x ND_GrossX (sensitivity only).
D) ASSET FLOOR: PV of EBITDA margin on signed RPO + stakes - net debt - capex still needed for contracted MW ($M)
RPO schedule assumption: 36% ($13.5B) evenly Jul'26-Jun'28 (Q2'26 Note 2); remainder 64% spread evenly Jul'28-Jun'31 (12 qtrs; ~avg remaining tenor: Microsoft 5-yr from late 2025, Meta #2 5-yr from 2027 - assumption). Margin = model adj. EBITDA margin by quarter (FY30 margin after 2030); pre-tax; discounted at WACC from ValDate.
RPO total ($M) | 37490
PV of margin - window Jul'26-Jun'28 | 6089.7399
PV of margin - remainder, Jul'28-Dec'30 (10 qtrs in horizon) | 9069.337
PV of margin - remainder, Q1-Q2'31 at FY30 margin | 1616.8827
PV of margin on signed RPO (pre-tax) | 16775.9595
memo: after tax at TaxRate (no D&A shield) | 12447.762
Contracted MW not yet delivered at 6/30 (Microsoft T5-T9 + Meta; backstop & TBD excluded) | 293.3333
Capex still needed for contracted MW (Microsoft/Vineland = build-to-suit LEASE -> leased GB300 PB_CapGB [v0.7b; was owned 53]; Meta by gen: Rubin PB_CapRubin, Blackwell PB_CapGB) - gross, CIP already spent NOT netted (conservative) | 11144.3333
Operating asset floor (EV-equivalent) = PV margin - capex needed | 5631.6262
Net debt at the conservative floor price (secured + converts OTM at that price at principal - cash; Q3'26) | 1976.5947
Stakes - conservative (carrying values, Note 5: ClickHouse 1,517.7 + Toloka 86.5 + VC 13.8 + other 2.5; Avride $0) | 1620.5
Stakes - mark (ClickHouse $4.2B est., Toloka FV 130.6, VC/other 16.3, Avride $0) | 4346.9
Stakes - high (mark + Avride $2.75B Caplight, LOW confidence) + PV of Avride burn added back (credit value AND remove burn - v0.7 double-count fix) | 8827.6108
Equity floor - conservative (at solved floor price) | 5275.5315
Equity floor - mark | 8001.9315
Equity floor - high | 12482.6423
LEGACY v0.7b floor bridge (no off-B/S commitments, no funding, carrying-value stakes) - per FD share cons / mark / high ($) [memo; superseded by shared bridge when BridgeFix=1] | 17.0986 | 25.9351 | 40.4576 | 0 | <- convert shares at conservative floor price (M)
HEADLINE equity floor per share - SHARED bridge identical to DCF (OffBSWt x commitments, converts carrying, cash, DR placeholder, V_SOTP, funding cash & shares at the HEADLINE issue-price basis PTBasis); BridgeFix=0 -> legacy cons | 5.0004
Base DCF EV (live) | -898.814
FLAG: DCF EV vs operating asset floor | FLAG: DCF EV below asset floor
[6 empty] | Floor price iteration | cons | mark | high | SHARED pre-fund | SHARED post-fund | DCF EV same code (post) | SHARED floor, SELF-CONSISTENT issue price (v) | issue price P
[7 empty] | 10 | 10 | 10 | 10 | 10 | 10 | 237.15 | 237.15
[7 empty] | 17.0986 | 25.9351 | 40.4576 | 19.1528 | 88.5083 | 75.18 | 27.1055 | 237.15
[7 empty] | 17.0986 | 25.9351 | 40.4576 | 19.1528 | 88.3932 | 75.1111 | 5.0004 | 27.1055
[7 empty] | 17.0986 | 25.9351 | 40.4576 | 19.1528 | 88.3932 | 75.1111 | 5.0004 | 5.0004
[7 empty] | 17.0986 | 25.9351 | 40.4576 | 19.1528 | 88.3932 | 75.1111 | 5.0004 | 5.0004
[7 empty] | 17.0986 | 25.9351 | 40.4576 | 19.1528 | 88.3932 | 75.1111 | 5.0004 | 5.0004
[7 empty] | 17.0986 | 25.9351 | 40.4576 | 19.1528 | 88.3932 | 75.1111 | 5.0004 | 5.0004
[7 empty] | 17.0986 | 25.9351 | 40.4576 | 19.1528 | 88.3932 | 75.1111 | 5.0004 | 5.0004
[7 empty] | 17.0986 | 25.9351 | 40.4576 | 19.1528 | 88.3932 | 75.1111 | 5.0004 | 5.0004
[7 empty] | 17.0986 | 25.9351 | 40.4576 | 19.1528 | 88.3932 | 75.1111 | 5.0004 | 5.0004
[7 empty] | 17.0986 | 25.9351 | 40.4576 | 19.1528 | 88.3932 | 75.1111 | 5.0004 | 5.0004
[7 empty] | 17.0986 | 25.9351 | 40.4576 | 19.1528 | 88.3932 | 75.1111 | 5.0004 | 5.0004
[7 empty] | 17.0986 | 25.9351 | 40.4576 | 19.1528 | 88.3932 | 75.1111 | 5.0004 | 5.0004
[7 empty] | 17.0986 | 25.9351 | 40.4576 | 19.1528 | 88.3932 | 75.1111 | 5.0004 | 5.0004
[7 empty] | 17.0986 | 25.9351 | 40.4576 | 19.1528 | 88.3932 | 75.1111 | 5.0004 | 5.0004
[7 empty] | 17.0986 | 25.9351 | 40.4576 | 19.1528 | 88.3932 | 75.1111 | 5.0004 | 5.0004
[7 empty] | 17.0986 | 25.9351 | 40.4576 | 19.1528 | 88.3932 | 75.1111 | 5.0004 | 5.0004
[10 empty] | Floor value/sh on shared bridge (FP_On -> post-funding) / x(1+Ke) / DCF replica check vs V_PSF |  |  | 5.0004 | 5.0004
[10 empty] | 88.3932 | 5.6504 | 0 | 5.0004 | 5.0004
E) PRICE CHECK - $/GPU-hr implied by new-deal $/IT MW (live scenario). Price is NOT calibrated off the 22-month payback. |  |  |  | Rubin vs GB300 (leased, live scenario) | [8 empty] | 5.0004 | 5.0004
GB300 multi-year new deal (MYRate, IT reading) $M/IT MW-yr ¦ $/GPU-hr at 491 | 16 | 3.7199 |  | per-GPU-hr price multiple | 1.5536 | [7 empty] | 5.0004 | 5.0004
GB300 gross reading (MYRate x ND_GrossX) per IT MW ¦ $/GPU-hr at 491 | 19.2078 | 4.4657 |  | $/IT MW price multiple (RubinMW / MYRate) | 1.0125 | [7 empty] | 5.0004 | 5.0004
Q2'26 letter ACV midpoint $22.5M (ACV_Q2) if GB300 at 491/IT MW ¦ $/GPU-hr (vs MSFT $3.37, Astra $3.70, IREN ~$4.65) | 22.5 | 5.2311 |  | capex multiple (CPM_Lease_VR / CPM_Lease_GB300) | 1.09 | [7 empty] | 5.0004 | 5.0004
Vera Rubin new deal (RubinMW) ¦ $/GPU-hr at 320 (col D: Rubin / GB300 per GPU-hr) | 16.2 | 5.7791 | 1.5536 | price-to-capex: Rubin (RubinMW / CPM_Lease_VR) | 0.40399 | [7 empty] | 5.0004 | 5.0004
|  |  |  | price-to-capex: GB300 (MYRate / CPM_Lease_GB300) | 0.43493 | [7 empty] | 5.0004 | 5.0004
|  |  |  | FLAG if Rubin price-to-capex > GB300 by >10% | OK: Rubin price/capex 0.93x GB300 | [7 empty] | 5.0004 | 5.0004
F) REVENUE DILUTION CROSS-CHECK ONLY (Peer KPIs payback_dilution.xlsx Nebius_Path): rev/MW = SS x (1 - k x new MW / avg MW); SS mixes legacy at L0 with new MW at P_new. NOT layered on the price path (would double count) | [12 empty] | 5.0004 | 5.0004
k (dilution slope; range 0.43-0.62) | 0.522 | [11 empty] | 5.0004 | 5.0004
P_new $M/IT MW-yr (Nebius-Microsoft $17.1M) | 17.086 | [11 empty] | 5.0004 | 5.0004
L0 = Q2'26 AI rev x 4 / avg Q2'26 energized IT MW | 13.0112 | [11 empty] | 5.0004 | 5.0004
Quarter idx | End energized IT MW | Avg MW | New MW | SS $M/MW-yr | Rev/MW diluted | Implied AI rev $M | Model AI rev $M | [5 empty] | 5.0004 | 5.0004
11 | 216.9897 | 199.7397 | 34.5 | 13.4804 | 12.265 | 612.4522 | 667.1384 | [5 empty] | 5.0004
12 | 301.7195 | 259.3546 | 84.7298 | 14.3092 | 11.869 | 769.5692 | 801.3942
13 | 453.7923 | 377.7559 | 152.0728 | 15.1795 | 11.9897 | 1132.295 | 1019.7944
14 | 629.5368 | 541.6645 | 175.7446 | 15.7564 | 13.0879 | 1772.3077 | 1625.1205
15 | 812.6073 | 721.072 | 183.0705 | 16.0872 | 13.9552 | 2515.6801 | 2454.0415
16 | 1081.9108 | 947.2591 | 269.3035 | 16.3257 | 13.9029 | 3292.4203 | 3077.9173
FY27 AI cloud revenue: dilution cross-check ¦ model ¦ gap (model - cross-check) | 8712.7031 | 8176.8737 | -535.8294
G) v0.8 BREAKEVEN NEW-DEAL PRICE ($M per IT MW-yr) at which a new uncontracted MW is NPV-zero: after tax, after corporate costs (PB_Corp x revenue), capex at t0, flat EBITDA over PB_Life, residual as section C (col P basis). Solved in closed form (P is linear in price).
Case (section C row) | WACC 9% | WACC 10% | WACC 11% | live WACC | current price | capex $M/IT MW | opex
Leased GB300 (row 28) | 17.9355 | 18.3986 | 18.8657 | 18.8657 | 16 | 38.3875 | 4.5
Leased Vera Rubin base capex (row 29) | 18.9916 | 19.4947 | 20.0021 | 20.0021 | 16.2 | 41.7 | 4.5
Owned GB300 (row 33) | 17.1539 | 17.7888 | 18.4279 | 18.4279 | 16 | 49.2875 | 2.25
Owned Vera Rubin $52.6M (row 34) - Capacity owned uncontracted halls | 18.2101 | 18.8849 | 19.5643 | 19.5643 | 16.2 | 52.6 | 2.25
Model's own GB300-era path (row 35) | 17.1694 | 17.6922 | 18.2192 | 18.2192 | 16 | 42.374 | 3.2116
Model's own Rubin-era path (row 36) | 18.5777 | 19.2292 | 19.8853 | 19.8853 | 16.2 | 51.1177 | 2.7644
Breakeven excludes funding / dilution effects (self-consistent PT) and contracted-MW economics; the PT-matching price (build-plan PT = stop-building PT) is solved by full-model bisection - see Cover / v0.8 notes.
v0.8e PAYBACK CHECK: management's 22-month payback (1y10m) - what (capex per IT MW, cluster margin) pairs reproduce it, and how prepayment timing changes cash payback
Revenue per IT MW-yr - case 1 ($M) | 20
Revenue per IT MW-yr - case 2 ($M) | 25
Cluster EBITDA margin at $20M (fixed cost = $20M x (1 - margin)) | 50%
Model leased GB300 capex per IT MW ($M; Capacity, rack-based) = PB_CapGB | 36.7875
same per GROSS MW (x 409 / 491 GPUs per MW) | 30.6438
Management payback target (months) | 22
Prepayment share of capex | 55%
Renewal price yrs 4-5 ($M; v0.8d 5-yr rate) | 16.5
Low price case ($M) | 16
Table 1 - capex per IT MW giving a 22-month payback with NO prepayment = T/12 x revenue x margin ($M) | $20.0M rev | $25.0M rev
cluster margin 40% | 14.6667 | 18.3333
cluster margin 50% | 18.3333 | 22.9167
cluster margin 60% | 22 | 27.5
cluster margin 70% | 25.6667 | 32.0833
cluster margin 80% | 29.3333 | 36.6667
margin needed at model capex (IT basis) | 100.3% | 80.26%
margin needed at model capex (gross-MW basis) | 83.57% | 66.86%
payback (months) at model capex, 50% margin, no prepay (IT / gross) | 44 / 37 | 35 / 29
FLAG: without prepayment, 22 months needs capex of ~$18-32M per IT MW (50-70% margin at $20-25M) - i.e. racks at Filings' $24-32M, not the model's $36.8M. If that is management's basis it is a SEPARATE BEAR SLIDE (capex), not this one.
Table 2 - prepayment as a CREDIT against billings (not as lower capex alongside full EBITDA, which double counts cash). $20M rev, 50% margin, $36.8M capex, 55% prepay; 3-yr term, 5-yr GPU life, yrs 4-5 at renewal price, 15% residual
| Skeptic framing (net capital / full EBITDA) - DOUBLE COUNTS | Back-end credit (prepay covers last ~year of term) | Even credit over 3-yr term
Prepayment received at delivery ($M) | 20.2331 | 20.2331 | 20.2331
Net capital at t0 = capex - prepayment ($M) | 16.5544 | 16.5544 | 16.5544
EBITDA as earned (rev x margin), yrs 1-3 ($M/yr) | 10 | 10 | 10
Billing credit year 1 ($M) | 0 | 0 | 6.7444
Billing credit year 2 ($M) | 0 | 0 | 6.7444
Billing credit year 3 ($M) | 0 | 20.2331 | 6.7444
Cash EBITDA year 1 ($M) | 10 | 10 | 3.2556
Cash EBITDA year 2 ($M) | 10 | 10 | 3.2556
Cash EBITDA year 3 ($M) | 10 | -10.2331 | 3.2556
CASH PAYBACK (months) on net capital | 19.8652 | 19.8652 | 61.0182
MEMO (cluster-cost basis: $10M/yr fixed cost = $20M x 50%, no separate corporate %): NPV after tax, 5-YR VIEW - 3-yr term at $20M + renewal at $16.5M yrs 4-5, 15% GPU residual at yr 5 (as earned; identical in every column) ($M) | -3.1703 | -3.1703 | -3.1703
+ value of interest-free customer prepayment = prepay - PV(credits) (3-yr term credits) ($M) | 0 | 5.4388 | 3.7518
MEMO cash NPV incl. prepayment timing - 5-yr view, 3-yr $20M + $16.5M yrs 4-5, 15% residual yr 5 ($M) | -3.1703 | 2.2685 | 0.58147
MEMO (cluster-cost basis): NPV after tax, 5-YR VIEW - flat $16M all 5 yrs, 15% GPU residual at yr 5 ($M) | -10.8878 | -10.8878 | -10.8878
MEMO cash NPV incl. prepayment timing - 5-yr flat $16M, 15% residual yr 5 ($M) | -10.8878 | -5.449 | -7.136
Reading: the 22-month figure is TIMING / FINANCING, not unit economics. A back-end credit reproduces ~20 months at the model's $36.8M racks because the customer's prepayment funds ~55% of the build and is only 'repaid' (credited) in year 3; an even credit over the term gives ~5 years. Unit-economics NPV is identical in both (the prepayment is a 0% customer loan; its value differs only by how long it is outstanding) and is negative at $16M either way - the short holds. Caveat: the cash NPV row treats the prepayment as an interest-free customer loan with no price concession; at $20M it turns cash NPV slightly positive (back-end +$2.3M, even +$0.6M per IT MW) - that is financing value, not cluster economics.
Peer anchor (Reported): IREN-Microsoft, Nov 2025 8-K - 20% of each tranche prepaid before delivery, credited pro rata against fees after month 24 (months 25-60); years 1-2 bill full run-rate. Same structure that gives a ~20-month cash payback without cheaper racks. Same-buyer / same-chip precedent only; Nebius's credit schedule is undisclosed.
OPEN (Filings): filings do not say which credit schedule Nebius uses. Clue: only $130.8M of Q2'26 revenue was released from $4.78B opening deferred revenue (Note 3) - consistent with back-end credits or prepayments for capacity not yet live.
Skeptic framing row (net capital $16.6M / $10M EBITDA ~ 20 months) is shown for reference only: it treats prepayment as lower capex AND keeps full billing EBITDA, which counts the same cash twice unless credits are back-ended beyond the payback window.
v0.8f NPV RECONCILIATION - one 5-YEAR VIEW, model unit inputs of section G (leased GB300: capex incl. lease prepay = F28, opex G28, corporate % PB_Corp, TaxRate, straight-line 5-yr tax D&A, 15% GPU residual at yr 5 = PB_Resid). Every row labelled with term and residual.
| WACC 10% | WACC 11%
Stand-alone unit breakeven, flat 5-yr, 15% residual yr 5 (section G, $M/IT MW-yr) | 18.3986 | 18.8657
Full-model breakeven, build PT = stop PT (v0.9e bisection 2026-10-08 on the v0.9e share/debt basis; GB300 $M with Rubin x1.0125; incl. funding / dilution; $M/IT MW-yr) | 16.71 | 17.38
memo: full-model breakeven, build EV = stop EV (v0.8 bisection; EV share-independent, unchanged by v0.9e) | 16.9 | 17.6
(i) NPV: 3-yr term at $20M, renewing at $16.5M for yrs 4-5, 15% GPU residual at yr 5 ($M per IT MW) | 0.88321 | -0.11154
(ii) NPV: flat 5-yr at $16.5M, 15% GPU residual at yr 5 ($M per IT MW) | -4.2189 | -5.1251
check: NPV at the section-G breakeven price, flat 5-yr, 15% residual yr 5 (should be 0) | -2.0872e-14 | -2.7534e-14
(ii) vs full-model breakeven: $16.5M minus full-model PT-match price ($M/IT MW-yr) | -0.21 | -0.88
MEMO only: 3-yr term at $20M, NO renewal, GPUs sold at end of yr 3 at 15% residual ($M per IT MW) | -9.4003 | -9.9334
Reading: on the model's stand-alone unit inputs the 3-yr $20M deal that rolls to $16.5M is ~NPV-zero (the year 1-3 premium pays for the weak renewal years); a flat 5-yr $16.5M deal is below the $18.4-18.9M unit breakeven, so its NPV is negative. Flat $16.5M IS ~breakeven on the full-model basis ($16.3-16.9M at 10-11%), which also carries funding / dilution and the existing fleet.
The earlier -$3.2M ($20M) / -$10.9M ($16M) rows were already 5-yr views (3-yr $20M + $16.5M renewal; flat $16M), 15% residual at yr 5, but on the harsher cluster-cost basis ($10M/yr fixed cost from 50% margin at $20M vs model $4.5M opex + 21% corporate). They are kept above only as labelled memos; the slide uses this block.
Note on A14: † $16.2M is the owned-hall *contract* print (Anthropic–Nscale S-1 / ~$44.6B ÷ 6 ÷ ~460 IT MW). Monarch WV campus is civil-only as of late Sep 2026 (graded pads, no hall roofs; air permit draft; Caterpillar microgrid not live; financing not committed) — Grade Yellow for 460 MW by H1'28. Underwrite price from the contract, not from imagery. Source: peers/sites/site_verification.md §7.
Note on A17: † $16.2M is the owned-hall *contract* print (Anthropic–Nscale S-1 / ~$44.6B ÷ 6 ÷ ~460 IT MW). Monarch WV campus is civil-only as of late Sep 2026 (graded pads, no hall roofs; air permit draft; Caterpillar microgrid not live; financing not committed) — Grade Yellow for 460 MW by H1'28. Underwrite price from the contract, not from imagery. Source: peers/sites/site_verification.md §7.
Note on A29: † $16.2M is the owned-hall *contract* print (Anthropic–Nscale S-1 / ~$44.6B ÷ 6 ÷ ~460 IT MW). Monarch WV campus is civil-only as of late Sep 2026 (graded pads, no hall roofs; air permit draft; Caterpillar microgrid not live; financing not committed) — Grade Yellow for 460 MW by H1'28. Underwrite price from the contract, not from imagery. Source: peers/sites/site_verification.md §7.
Note on A34: † $16.2M is the owned-hall *contract* print (Anthropic–Nscale S-1 / ~$44.6B ÷ 6 ÷ ~460 IT MW). Monarch WV campus is civil-only as of late Sep 2026 (graded pads, no hall roofs; air permit draft; Caterpillar microgrid not live; financing not committed) — Grade Yellow for 460 MW by H1'28. Underwrite price from the contract, not from imagery. Source: peers/sites/site_verification.md §7.
Note on B14: † $16.2M is the owned-hall *contract* print (Anthropic–Nscale S-1 / ~$44.6B ÷ 6 ÷ ~460 IT MW). Monarch WV campus is civil-only as of late Sep 2026 (graded pads, no hall roofs; air permit draft; Caterpillar microgrid not live; financing not committed) — Grade Yellow for 460 MW by H1'28. Underwrite price from the contract, not from imagery. Source: peers/sites/site_verification.md §7.
Note on H29: † $16.2M is the owned-hall *contract* print (Anthropic–Nscale S-1 / ~$44.6B ÷ 6 ÷ ~460 IT MW). Monarch WV campus is civil-only as of late Sep 2026 (graded pads, no hall roofs; air permit draft; Caterpillar microgrid not live; financing not committed) — Grade Yellow for 460 MW by H1'28. Underwrite price from the contract, not from imagery. Source: peers/sites/site_verification.md §7.
Note on H34: † $16.2M is the owned-hall *contract* print (Anthropic–Nscale S-1 / ~$44.6B ÷ 6 ÷ ~460 IT MW). Monarch WV campus is civil-only as of late Sep 2026 (graded pads, no hall roofs; air permit draft; Caterpillar microgrid not live; financing not committed) — Grade Yellow for 460 MW by H1'28. Underwrite price from the contract, not from imagery. Source: peers/sites/site_verification.md §7.

## Payback_Recon
PAYBACK RECONCILIATION (v0.9, LOCKED two-line read + unit NPV). R = Reported, D = Derived, E = Estimated / assumption
Rule: deferred-revenue recognition (Line A) and cash-credit timing (Line B) are SEPARATE questions. Deferred release is NOT evidence for, and is NOT footnoted as support for, a ~22-month payback.
LINE A - DEFERRED RECOGNITION (Reported / Derived)
Item | Value |  | Tag | Source / note
Deferred revenue 6/30/26 total ($M) | 5975.2 |  | R | Q2'26 interim FS, Deferred Revenue note ~p.F-18 (filings/deferred_rpo_note.md)
of which current ($M) | 979.4 |  | R | same
current share of total | 16.39% |  | D | ~16%: company expects only ~1/6 of the stock to recognize within 12 months
Opening deferred Q2'26 (= Q1'26 close, $M) | 4778.1 |  | R
Q2'26 revenue recognized from opening deferred ($M) | 130.8 |  | R | 'Revenue recognized during the three ... months ended June 30, 2026 ... included in the deferred revenue balances at the beginning ... was $130.8'
release rate (% of opening) | 2.737% |  | D
Recognition horizon: 'one to five calendar years'; deferred recognized when cash received before performance obligations fulfilled (incl. amounts that may be refundable) |  |  | R | delivery-linked recognition, not a credit schedule
Team read (check, Derived): Q2 release is consistent with EVEN credit from go-live on DELIVERED MW
Vineland T1-T4 delivered IT MW (revenue-ready; on 62 rented gensets, equal-split) | 107 |  | E (Capacity) | 4 of 9 Microsoft tranches live; T5-T9 wait on Bloom
Microsoft contract price ($M per IT MW-yr, Vineland) | 14.5 |  | D | Judge_Slide line 1 / Capacity
Microsoft upfront share of TCV = $6,958.1M / $17,392.9M | 40.01% |  | R / D | FY25 20-F Note 1 p.F-17; remainder invoiced monthly through Oct-2031
Illustrative even-credit release per FULL quarter on T1-T4 = MW x price / 4 x upfront share ($M) | 155.171 |  | D (illustrative) | vs $130.8M reported: same order of magnitude once partial-quarter go-live and non-MSFT prepays are allowed for; a back-end (post-month-24) credit would show ~0 release now
reported Q2 release / illustrative full-quarter even credit | 0.84294 |  | D
GPU Market share of Q2'26 revenue (cross-check that non-Vineland release is small) | 22.5% |  | R / D (team) | team figure; self-serve / on-demand carries little prepay
Reading: Q2 release ~ even credit from go-live on delivered MW. It is NOT evidence of a back-loaded cash credit, and NOT support for a 22-month payback.
LINE B - CASH-CREDIT TIMING (LABELLED ASSUMPTION ONLY; Nebius does not disclose its credit schedule)
Case (leased GB300, $20M/IT MW-yr, 50% cluster margin, prepay 55% of capex) | Cash payback (months) | (years) | Tag | Basis
(i) Back-end credit (prepay credited in last ~year of term) | 19.8652 | 1.6554 | E - assumption | IREN-Microsoft PEER ANALOGY ONLY (20% prepay credited pro rata after month 24, IREN 8-K Nov-2025). NOT a Nebius disclosure.
(ii) Even credit over 3-yr term | 61.0182 | 5.0849 | E - assumption | Consistent with Line A delivery-linked recognition read; no filing confirms the cash schedule either
memo: skeptic framing (net capital / full EBITDA) - DOUBLE COUNTS, reference only | 19.8652 |  | D
Cash-credit timing ALONE drives the ~20-22 month vs ~5-year comparison: capex, price, margin and prepay % are identical across (i) and (ii).
Skeptic revised read of mgmt's 22 months (1y10m): EITHER (1) a net-capex financing definition (capex net of prepayment) OR (2) rack capex well below the model's $36.8M per IT MW (CPM_Lease_GB300). Nebius's credit schedule is undisclosed. Back-load / deferred release is NOT used as support. |  |  | E
model leased GB300 capex per IT MW ($M) | 36.7875 |  | D
capex per IT MW giving 22 months with NO prepay at $20M / 50% margin ($M) | 18.3333 |  | D
LINE C - UNIT NPV (unchanged from v0.8f; Payback_Floor 5-yr view, after tax, 15% GPU residual yr 5, $M per IT MW)
Case | WACC 10% | WACC 11% | Tag | Note
(i) 3-yr at $20M, renewing at $16.5M yrs 4-5 (~0) | 0.88321 | -0.11154 | D
(ii) flat 5-yr at $16.5M | -4.2189 | -5.1251 | D
Prepayment = funding cash ONCE. Never model it as lower capex AND full EBITDA (double count). Credit timing changes cash payback, not unit NPV beyond the interest-free-funding value (Payback_Floor row 154).
FCF NOTE: on prepaid MW, later-year reported revenue > cash collected (deferred unwinds against delivered service), so FCF lags revenue/EBITDA in those years.
SENSITIVITY / MEMO (check-only; NOT in base DCF): Peer KPIs ramp-dilution factor = 1 - k x (new MW / avg MW), k = 0.52 (CoreWeave fit F1, range 0.43-0.62)
k (dilution slope) | 0.522 |  | E (Peer KPIs Dilution_Fit)
Quarter (model idx) | Avg energized IT MW | New MW | Dilution factor | vs Q3'26 factor
Q3'26 (Payback_Floor row 99) | 199.7397 | 34.5 | 90.98% | 0%
Q4'26 (Payback_Floor row 100) | 259.3546 | 84.7298 | 82.95% | -8.834%
Q1'27 (Payback_Floor row 101) | 377.7559 | 152.0728 | 78.99% | -13.19%
Q2'27 (Payback_Floor row 102) | 541.6645 | 175.7446 | 83.06% | -8.705%
Q3'27 (Payback_Floor row 103) | 721.072 | 183.0705 | 86.75% | -4.656%
Q4'27 (Payback_Floor row 104) | 947.2591 | 269.3035 | 85.16% | -6.401%
Reading: the ramp quarters Q4'26-Q1'27 dip ~9-13% (~10%) in $/MW vs Q3'26 (col E) as new MW enters before full billing. KPI-optics check for the Q3/Q4 prints only; contract prices in the base DCF are NOT cut (would double count with the billing lag).
Diluted FY27 AI revenue cross-check vs model: see Payback_Floor row 105 (memo only).

## Funding
LEGACY v0.4 parametric funding illustration (v0.7 plan is wired in Inputs FP_*, CashFlow, Valuation POST-FUNDING block) - ESTIMATED (illustrative; DCF value/share already reflects capex; dilution arises only from issuing equity/converts vs model value)
Gap
Minimum liquidity Q3'26-Q4'27 (no plug) | 1000
Minimum liquidity Q3'26-Q4'28 (no plug) | 1000
Funding need through FY27 = MinCash - min liquidity | 1000
Funding need through FY28 | 1000
Plan target (1 = through FY27, 2 = through FY28) | 1
Plan target ($M) | 1000
Model FD value/share (V_PS) and implied FD shares (M) | 0.01
FD shares at value (M) = V_EQ / V_PS | -62109.6214
Source inputs (Estimated)
ATM: shares remaining (M) | 12.2705
ATM: issue price = SharePx x (1 - discount/fees) | 232.407
ATM discount + fees | 2%
Customer prepayments: incremental beyond PrepayPct ($M) | 1500 | Q2 letter: >$9B prepayments in 2026; 70% of deals, 50-60% of capex
Prepayment price concession (% of amount, PV cost) | 0%
ABS / GPU-backed debt: LTV on GPU net book value at Q2'27 | 50%
GPU net book value at Q2'27 ($M) | 29053.325
ABS capacity ($M) = LTV x GPU NBV, capped | 5000
ABS cap ($M) | 5000
ABS interest rate | 9% | memo: cost in WACC; no share dilution
New converts: amount ($M) | 3000
Conversion premium | 35%
Conversion price | 320.1525
Per-source effect if used ALONE at full size (value/share = (V_EQ + equity-like proceeds) / (shares + new shares)) | Proceeds $M | New shares M | Value/share $ | Change $/sh | Dilution %
ATM (all 12.27M sh) | 2851.7517 | 12.2705 | -0.035922 | -0.045922 | -0.01976%
Customer prepayments | 1500 | 0 | 0.01 | 0 | -0%
ABS / GPU-backed debt | 5000 | 0 | 0.01 | 0 | -0%
New converts (if converted when value > conv. price) | 3000 | 0 | 0.01 | 0 | -0%
Combined plan to fill the target: order prepayments -> ATM -> ABS -> converts
Prepayments used | 1000
ATM used ($M) | 0
ABS used | 0
Converts used | 0
Unfunded remainder (needs equity plug / more sources) | 0
New shares: ATM + converts (if converted) | 0
Combined value/share | 0.01
Change vs model value/share ($) | 0
Dilution (% of FD shares) | -0%
Memo: ABS annual interest ($M) | 0
v0.8 RECONCILIATION: Capacity ~$17-18B capex for uncontracted MW vs model funding need (col B = Q3'26-Q4'27; col D = Q3'26-Q4'30). Signs: + = needs funding, ( ) = funds itself
| Q3'26-Q4'27 |  | Q3'26-Q4'30
Capacity estimate: capex for uncontracted MW to YE27 (~$17-18B; owned Rubin ~165 MW x $52.6M + leased ~230-250 MW; Capacity, Estimated) | 17500 |  | 17500
Model: new-build capex on UNCONTRACTED MW (CapNew x (1 - signed share)) - incl. capex spent ahead of go-live (GPULead / DCLead) for sites billing in 2027-28 | 31957.2216 |  | 94186.7478
timing / scope difference vs Capacity (model - Capacity; col D = post-YE27 uncontracted build) | 14457.2216 |  | 76686.7478
+ new-build capex on CONTRACTED MW (Microsoft T5-T9, Meta; no new prepayment on signed deals) | 10258.9279 |  | 10258.9279
+ maintenance capex + GPU refresh / replacement + lease prepayments - after-tax residual proceeds | 1050.7145 |  | 6546.4371
TOTAL CAPEX (net of residual) | 43266.864 |  | 110992.1127
- Adj. EBITDA (rent, power, opex and corporate burn are netted here) | -4798.7348 |  | -61666.5414
+ cash taxes + net cash interest (coupons + secured - interest income; plug interest excluded as in the runway) | 216.948 |  | 1814.5084
- net new customer prepayments (new prepayments - deferred revenue released) | -4835.3 |  | -3651.6492
+ other investing (CLT1 prepayment, Inferize) | 0 |  | 0
+ convert maturities / redemptions + secured + ABS repayments | 0 |  | 9940.25
+ change in liquidity (end - 6/30 cash $8.0B; minimum buffer FP_MinBuf) | -7042.1 |  | 2789.1589
GROSS EXTERNAL FUNDING NEED | 26807.6771 |  | 60217.8395
- debt-like sources: Aug-26 converts ($5.75B gross) + funding-plan converts (net) + secured draws + ABS draws on contracted MW | -18394.1739 |  | -18394.1739
EQUITY NEED (ATM + equity top-ups) | 8413.5032 |  | 41823.6656
check: model ATM + top-ups (should equal the line above) | 8413.5032 |  | 41823.6656
Why they differ: Capacity's figure is only the capex for uncontracted MW live by YE27. The model's funding need adds contracted-MW capex (no new prepayment on signed deals), maintenance / refresh, convert maturities, the liquidity buffer, and all 2028-30 build. It nets operating EBITDA and new prepayments. '~$43B' = model capex Q3'26-Q4'27 (col B total capex); equity need Q3'26-Q4'30 = col D.

## Funding_Stack
v0.8b FUNDING STACK - live toggles (Inputs: NDPrepayOn/NDPrepayPct, ABS_LTC/ABS_Spread/ABS_Term, UncPxOn/UncPx/UncRenew, BackstopMW) and static grid (self-consistent PT basis)
v0.9e: static grid re-run on the v0.9e share/debt basis (FD 358.56M debt treatment; older notes per-tranche at each PT; unconverted notes at accreted value at the PT date; spot $237.15). Live formulas follow the current model.
New-deal prepayment toggle (NDPrepayOn) / share of new-build capex on non-signed MW | 0
NDPrepayPct | 55%
ABS loan-to-cost on contracted-MW capex (ABS_LTC) | 0%
ABS rate = SOFR + spread | 6.5%
ABS after-tax cost = rate x (1 - TaxRate) | 4.823%
Unsold new-MW price toggle (UncPxOn) / UncPx $M per IT MW-yr | 0
v0.8d SPLIT uncontracted pricing on (UncSplitOn): leased GB300 $M / term yrs / renewal $M; owned Rubin $M | off
Meta backstop MW | 0
Stop building | 0
New prepayments Q3'26-Q4'30 ($M) | 20079.989
ABS draws Q3'26-Q4'30 ($M) | 0
ABS peak balance ($M) | 0
ABS interest Q3'26-Q4'30 ($M) | 0
Total capex Q3'26-Q4'30 ($M) | 111441.9072
ABS share of funding mix = ABS draws / total capex Q3'26-Q4'30 | 0%
Base WACC implied for the rest of the mix | 11%
BLENDED WACC = ABS share x after-tax ABS cost + (1 - share) x base 11% | 11%
Equity top-ups + ATM Q3'26-Q4'30 ($M) | 41823.6656
2027 plan converts (net, $M) | 12644.1739
Self-consistent PT (live) / EV / new shares / YE27 liquidity | 0 | -898.814 | 4182366.5559 | 1000
STATIC GRID v0.9e (runs9e.py run_full; full recalcs 2026-10-08 ET). Headline = issue at today's value (SC_NoPrem 1, R5 = 0); convert coupons charged; renewal at 5-yr rate incl. terminal. Old = v0.9d grid (369.2M engine for v0.8d rows)
BUILD PLAN (11% WACC unless stated; layers cumulative)
Layer / case | Self-consistent PT $ | PT v0.9e-pre-claim-date (stage1) $ | SC value/share now $ | EV $M | Funding gap $M | Equity value per CURRENT share before issuance $ | R1 | R2 | R3 | R4 | R4b | R5 | R6 | Shares needed M | vs ~78M / ~97M | YE27 liquidity $M | Spot-issuance PT memo $ | Treatment
BUILD base | 0 | 0 | 0 | -898.814 | 54467.8395 | -2.013 | -16.4287 | 8.7326 | 0 | 0 | -6.4563 | 0 | 16.1655 | 5084041.4327 | n.m. (no + fixed point) | 1000 | 84.8755 | debt
BUILD + prepay 55% | 2.2264 | 0 | 1.9703 | 4052.2467 | 31293.8338 | 15.7941 | -16.4287 | 8.7326 | 0 | 0 | -6.1277 | 0 | 0 | 14042.0333 | n.m. (no + fixed point) | 5562.5293 | 55.9079 | debt
BUILD + ABS 50% | 2.7467 | 0 | 2.4307 | 4052.2467 | 27701.599 | 15.7941 | -8.2165 | 2.5434 | 0 | -2.7662 | -4.9241 | 0 | 0 | 10502.3571 | n.m. (no + fixed point) | 5251.6811 | 59.6319 | debt
BUILD + split BASE | 4.8146 | 1.4511 | 4.2607 | 4616.8829 | 26944.6721 | 17.6241 | -8.2165 | 2.5434 | 0 | -2.7662 | -4.9241 | 0 | 0 | 5813.778 | n.m. (no + fixed point) | 5269.3788 | 59.5785 | debt
BUILD alt split BULL | 105.805 | 102.5206 | 93.6328 | 32091.32 | 24091.8108 | 106.6718 | -7.5787 | 2.5434 | -1.0322 | -2.49 | -4.4815 | 0 | 0 | 235.7858 | 236M = 2.4-3.0x | 5281.4716 | 134.7754 | debt
BUILD alt split BEAR | 0 | 0 | 0 | -691.7001 | 29648.9081 | 0.41843 | -8.2165 | 2.5434 | 0 | -2.8957 | -5.1852 | 0 | 13.3355 | 2747513.5051 | n.m. (no + fixed point) | 5253.4318 | 50.2138 | debt
BUILD + backstop 190 | 12.1624 | 8.7988 | 10.7632 | 6359.3661 | 24337.0273 | 23.2717 | -6.2985 | 0.98545 | 0 | -2.9116 | -4.2839 | 0 | 0 | 2082.7819 | 2083M = 21.5-26.8x | 5407.1337 | 61.5632 | debt
BUILD (c) 9% | 42.0602 | 38.6967 | 37.2214 | 14522.7033 | 24337.0273 | 49.73 | -6.2985 | 0.98545 | 0 | -2.9116 | -4.2839 | 0 | 0 | 602.2698 | 602M = 6.2-7.7x | 5407.1337 | 85.4261 | debt
BUILD (d) 20 | 195.2148 | 191.1649 | 172.7564 | 56894.4005 | 24304.8004 | 187.0613 | 18.2831 | 2.5434 | -28.0084 | -2.5529 | -4.5701 | 0 | 0 | 141.2024 | 141M = 1.5-1.8x | 5289.7707 | 205.9098 | debt
BUILD (d) 22.5 | 209.8255 | 209.0375 | 185.6863 | 61483.7544 | 23968.9905 | 201.9359 | 18.2831 | 2.5434 | -30.1047 | -2.49 | -4.4815 | 0 | -1.954e-14 | 130.4736 | 130M = 1.3-1.7x | 5305.4626 | 218.3266 | debt
STOP BUILDING / CONTRACTED ONLY (same layers)
Layer / case | Self-consistent PT $ | PT v0.9e-pre-claim-date (stage1) $ | SC value/share now $ | EV $M | Funding gap $M | Equity value per CURRENT share before issuance $ | R1 | R2 | R3 | R4 | R4b | R5 | R6 | Shares needed M | vs ~78M / ~97M | YE27 liquidity $M | Spot-issuance PT memo $ | Treatment
STOP base | 13.2144 | 9.8508 | 11.6941 | 9765.2328 | 0 | 17.5438 | -2.7383 | 0 | 0 | 0 | -3.1114 | 0 | 0 | 0 | 0M = 0.0-0.0x | 3283.2818 | 13.2144 | debt
STOP + prepay 55% | 13.2144 | 9.8508 | 11.6941 | 9765.2328 | 0 | 17.5438 | -2.7383 | 0 | 0 | 0 | -3.1114 | 0 | 0 | 0 | 0M = 0.0-0.0x | 3283.2818 | 13.2144 | debt
STOP + ABS 50% | 10.4383 | 7.0748 | 9.2374 | 9765.2328 | 0 | 17.5438 | -2.7383 | 0 | 0 | -2.4567 | -3.1114 | 0 | 0 | 0 | 0M = 0.0-0.0x | 7643.9961 | 10.4383 | debt
STOP + split BASE | 10.4383 | 7.0748 | 9.2374 | 9765.2328 | 0 | 17.5438 | -2.7383 | 0 | 0 | -2.4567 | -3.1114 | 0 | 0 | 0 | 0M = 0.0-0.0x | 7643.9961 | 10.4383 | debt
STOP alt split BULL | 10.4383 | 7.0748 | 9.2374 | 9765.2328 | 0 | 17.5438 | -2.7383 | 0 | 0 | -2.4567 | -3.1114 | 0 | 0 | 0 | 0M = 0.0-0.0x | 7643.9961 | 10.4383 | debt
STOP alt split BEAR | 10.4383 | 7.0748 | 9.2374 | 9765.2328 | 0 | 17.5438 | -2.7383 | 0 | 0 | -2.4567 | -3.1114 | 0 | 0 | 0 | 0M = 0.0-0.0x | 7643.9961 | 10.4383 | debt
STOP + backstop 190 | 14.1682 | 10.8047 | 12.5383 | 9217.0991 | 0 | 24.2551 | -2.7383 | 0 | 0 | -5.55 | -3.4286 | 0 | 0 | 0 | 0M = 0.0-0.0x | 2723.2493 | 14.1682 | debt
STOP (c) 9% | 22.1579 | 18.7944 | 19.6088 | 11398.6122 | 0 | 31.3256 | -2.7383 | 0 | 0 | -5.55 | -3.4286 | 0 | 0 | 0 | 0M = 0.0-0.0x | 2723.2493 | 22.1579 | debt
STOP (d) 20 | 16.0735 | 12.71 | 14.2244 | 11303.8779 | 0 | 22.5308 | -2.7383 | 0 | 0 | -2.4567 | -3.1114 | 0 | 0 | 0 | 0M = 0.0-0.0x | 7643.9961 | 16.0735 | debt
STOP (d) 22.5 | 16.0735 | 12.71 | 14.2244 | 11303.8779 | 0 | 22.5308 | -2.7383 | 0 | 0 | -2.4567 | -3.1114 | 0 | 0 | 0 | 0M = 0.0-0.0x | 7643.9961 | 16.0735 | debt
SCENARIOS
Layer / case | Self-consistent PT $ | PT v0.9e-pre-claim-date (stage1) $ | SC value/share now $ | EV $M | Funding gap $M | Equity value per CURRENT share before issuance $ | R1 | R2 | R3 | R4 | R4b | R5 | R6 | Shares needed M | vs ~78M / ~97M | YE27 liquidity $M | Spot-issuance PT memo $ | Treatment
SCEN Gross | 0 | 0 | 0 | 1732.3251 | 52819.1484 | 6.5148 | -16.4287 | 8.7326 | 0 | 0 | -6.1277 | 0 | 7.3091 | 4919172.3243 | n.m. (no + fixed point) | 1000 | 88.6589 | debt
SCEN Bear stop | 0 | 0 | 0 | -2638.8516 | 2533.7732 | -24.8307 | -2.7383 | 0 | 0 | 0 | -3.5272 | 0 | 31.0961 | 253377.3179 | n.m. (no + fixed point) | 3571.7463 | 0 | debt
MEMO: R5 ON (new shares sold at the 12-month PT)
Layer / case | Self-consistent PT $ | PT v0.9e-pre-claim-date (stage1) $ | SC value/share now $ | EV $M | Funding gap $M | Equity value per CURRENT share before issuance $ | R1 | R2 | R3 | R4 | R4b | R5 | R6 | Shares needed M | vs ~78M / ~97M | YE27 liquidity $M | Spot-issuance PT memo $ | Treatment
PREM Base build | 0 | 0 | 0 | -898.814 | 54467.8395 | -2.013 | -16.4287 | 8.7326 | 0 | 0 | -6.4563 | 15.5948 | 0.57067 | 4499151.7104 | n.m. (no + fixed point) | 1000 | 84.8755 | debt
PREM Base stop | 13.2144 | 10.6603 | 11.6941 | 9765.2328 | 0 | 17.5438 | -2.7383 | 0 | 0 | 0 | -3.1114 | 0 | 0 | 0 | 0M = 0.0-0.0x | 3283.2818 | 13.2144 | debt
PREM Leased $20M row | 12.975 | 10.3778 | 11.4823 | 4616.8829 | 26944.6721 | 17.6241 | -8.2165 | 2.5434 | 0 | -2.7662 | -4.9241 | 7.2216 | 0 | 1909.1241 | 1909M = 19.7-24.6x | 5269.3788 | 59.5785 | debt
PREM Leased $20M row, stop | 10.4383 | 7.8843 | 9.2374 | 9765.2328 | 0 | 17.5438 | -2.7383 | 0 | 0 | -2.4567 | -3.1114 | 0 | 0 | 0 | 0M = 0.0-0.0x | 7643.9961 | 10.4383 | debt
B1/B2 bridges (single toggle / split)
Layer / case | Self-consistent PT $ | PT v0.9e-pre-claim-date (stage1) $ | SC value/share now $ | EV $M | Funding gap $M | Equity value per CURRENT share before issuance $ | R1 | R2 | R3 | R4 | R4b | R5 | R6 | Shares needed M | vs ~78M / ~97M | YE27 liquidity $M | Spot-issuance PT memo $ | Treatment
B1 single $16M all | 14.8969 | 12.2997 | 13.1831 | 3513.0006 | 27895.3593 | 14.0463 | -8.2165 | 2.5434 | 0 | -2.7662 | 0 | 7.5761 | 0 | 1726.6445 | 1727M = 17.9-22.2x | 5251.6268 | 62.8368 | debt
B1 YE27 cohort at $20M | 15.3632 | 12.766 | 13.5957 | 3660.8885 | 27716.5701 | 14.5256 | -8.2165 | 2.5434 | 0 | -2.7662 | 0 | 7.5094 | 0 | 1662.6 | 1663M = 17.2-21.4x | 5270.4106 | 62.8718 | debt
B1 all at $20M | 113.2904 | 110.7638 | 100.257 | 30859.0016 | 24399.9467 | 102.6777 | -7.5787 | 2.5434 | -1.1052 | -2.5529 | 0 | 6.2727 | 0 | 197.8884 | 198M = 2.0-2.5x | 5270.4106 | 135.5959 | debt
Identity (exact): SC value/share = equity value per current share before issuance + R1..R6 + R4b (Valuation X_* rows). R5 = 0 on the headline.
v0.9e changes vs v0.9d: (1) Aug-26 notes as debt below $313.46 (FD 358.56M incl. 0.22M exchange inducement shares); (2) unconverted notes still outstanding at Q4'30 carried at accreted value at the PT date (Q3'27) instead of at Q4'30 - lifts low-PT rows by ~$3.4 (e.g. stop $9.85 -> $13.21); (3) older notes ITM-tested at the PT; (4) in-window maturities settle in the cash path at the PT (display only - PT unchanged except R5-on memo rows, which were internally inconsistent before).
Skeptic full stack = rows '(d) 20' / '(d) 22.5' (leased $20M / $22.5M, Rubin $20M, 9%). Leased $20M row = '+ split BASE' (prepay 55% + ABS 50% + split pricing).
Note on A32: † $16.2M is the owned-hall *contract* print (Anthropic–Nscale S-1 / ~$44.6B ÷ 6 ÷ ~460 IT MW). Monarch WV campus is civil-only as of late Sep 2026 (graded pads, no hall roofs; air permit draft; Caterpillar microgrid not live; financing not committed) — Grade Yellow for 460 MW by H1'28. Underwrite price from the contract, not from imagery. Source: peers/sites/site_verification.md §7.
Note on A46: † $16.2M is the owned-hall *contract* print (Anthropic–Nscale S-1 / ~$44.6B ÷ 6 ÷ ~460 IT MW). Monarch WV campus is civil-only as of late Sep 2026 (graded pads, no hall roofs; air permit draft; Caterpillar microgrid not live; financing not committed) — Grade Yellow for 460 MW by H1'28. Underwrite price from the contract, not from imagery. Source: peers/sites/site_verification.md §7.
Note on A77: † $16.2M is the owned-hall *contract* print (Anthropic–Nscale S-1 / ~$44.6B ÷ 6 ÷ ~460 IT MW). Monarch WV campus is civil-only as of late Sep 2026 (graded pads, no hall roofs; air permit draft; Caterpillar microgrid not live; financing not committed) — Grade Yellow for 460 MW by H1'28. Underwrite price from the contract, not from imagery. Source: peers/sites/site_verification.md §7.
Note on A90: † $16.2M is the owned-hall *contract* print (Anthropic–Nscale S-1 / ~$44.6B ÷ 6 ÷ ~460 IT MW). Monarch WV campus is civil-only as of late Sep 2026 (graded pads, no hall roofs; air permit draft; Caterpillar microgrid not live; financing not committed) — Grade Yellow for 460 MW by H1'28. Underwrite price from the contract, not from imagery. Source: peers/sites/site_verification.md §7.

## Outputs
Outputs - key metrics at valuation-date horizons
Horizon quarter = last quarter end on/before EDATE(ValDate, months). LTM = 4 quarters ending at horizon. Per-share value rolled forward at Ke.
Metric | Valuation qtr | +6 months | +1 year | +3 years
Quarter index | 11 | 13 | 15 | 23
Quarter | Q3'26 | Q1'27 | Q3'27 | Q3'29
Months from ValDate | 0 | 6 | 12 | 36
Revenue - quarter ($M) | 674.6864 | 1027.6473 | 2462.2117 | 7804.0448
Revenue - LTM ($M) | 1883.6864 | 3093.7268 | 5932.0826 | 26947.6646
Adj. EBITDA - quarter ($M) | 263.5596 | 503.882 | 1282.6887 | 4879.0268
Adj. EBITDA - LTM ($M) | 644.2596 | 1325.6728 | 2937.9595 | 16566.0507
EBIT - LTM ($M) | -888.9144 | -1120.7018 | -1102.3992 | 677.9823
Free cash flow - LTM ($M) | -2187.8369 | -13213.2704 | -28093.7932 | -20432.8401
Net debt ($M, model) | 2084.3193 | 10510.2294 | 26486.2877 | 47067.2912
Diluted shares (M, at DilPx) | 314.9246 | 291309.9981 | 484850.5479 | 4182681.4805
Active IT MW | 182.4897 | 301.7195 | 629.5368 | 1963.8213
Energized IT MW (Capacity) | 216.9897 | 453.7923 | 812.6073 | 1963.8213
Implied value per share - FD, rolled at Ke ($) | 0.01 | 0.01063 | 0.0113 | 0.014429
Implied value per share - 308.69M-style basic ($) | -2.013 | -2.1399 | -2.2747 | -2.9046
Valuation summary
DCF EV ($M) | -898.814
Market EV at SharePx ($M) | 72907.5335
FD value / share at solved price ($) | 0.01
12-month PT ($) - SELF-CONSISTENT headline | 0
MEMO: PT if issuing at spot $242.81 (needs market access at today's price) | 84.8755
Shares needed vs ~82M authority (M) | 5084041.4327
Upside vs SharePx | -100%
Share price ($) | 237.15
Off-B/S weight used | 0%
Scenario | BASE
Model vs consensus (Skeptic, Oct 2 2026) | FY2026 | FY2027 | FY2028
Revenue - model | 2465.0795 | 8209.2404 | 19716.7966
Revenue - consensus | 3340 | 12300 | 23000
Revenue - model / consensus - 1 | -26.2% | -33.26% | -14.27%
Adj. EBITDA - model | 951.2908 | 4213.144 | 11402.704
Adj. EBITDA - consensus | 1390 | 6730 | 13980
Adj. EBITDA - model / consensus - 1 | -31.56% | -37.4% | -18.44%
Capex - model | 17617.7171 | 33779.4469 | 26949.0429
Capex - consensus | 0 | 29100 | 0
Capex - model / consensus - 1 | n/a | 16.08% | n/a
MW sources at YE26 / YE27 (IT MW) | Q4'26 | Q4'27
Energized - Capacity, IT-normalized (YE27 ~950 IT = PLACEHOLDER pending Capacity's Tue basis column; named 185/305/424 & 764/1,069/1,374 mixed basis + unseen) | 301.7195 | 1081.9108
Mgmt connected guide (800MW-1GW YE26; 1.8 GW YE27) | 900 | 1800
Contracted | 4000 | 4000
Active MW driving revenue | 216.9897 | 812.6073
Comparison vs Skeptic v2 (model columns for low/high/stress are STATIC snapshots written by snap.py)
| Model | Skeptic v2 | Model / Sk - 1
FY27 revenue - low (model: bear) | 4287.2002 | 7000 | -38.75%
FY27 revenue - base (1-qtr lag) | 8209.2404 | 9900 | -17.08%
FY27 revenue - high (model: bull) | 13514.6499 | 12900 | 4.765%
FY27 revenue - STRESS (2-qtr energized lag) | 6911.0703 | 7600 | -9.065%
FY28 revenue - base | 19716.7966 | 25300 | -22.07%
Market EV / FY27 adj. EBITDA - Nebius | 17.3048 | 11.1 | 55.9%
EV / FY27 EBITDA - CoreWeave (Skeptic) | 4.8 | 4.8 | 0%
Funding runway (CashFlow tab)
Starting liquidity ($M) | 13792.1
First quarter liquidity < 0 (Skeptic rerun: Q2'27) | none to Q4'30
Liquidity Q1'27 / Q2'27 / YE27 ($B) | 9.8109 | 2.3531 | 1
Funding runway: capex toggle side by side (STATIC, snap.py)
| Path-consistent (CapexMode 2, method 3) | Consensus (CapexMode 1)
First quarter liquidity < 0 | none to Q4'30 | none to Q4'30
YE27 liquidity ($M) | 1000 | 1000
FY27 capex ($M) | 33779.4469 | 29100
Price-cycle leg alone (Blackwell cut after Rubin; 50% reserved renewal in FY27; base MW path) vs base, STATIC ($M)
| FY27 revenue | FY27 adj. EBITDA | FY28 revenue | FY28 adj. EBITDA | Skeptic 03 v3.4 FY27 rev | Skeptic 03 v3.4 FY28 rev
Price-cycle leg, BULL cut 6.25% (base MW path, 50% renewal FY27) | 224.5517 | 159.4317 | 132.839 | 100.9576 | -77 | -370
Price-cycle leg, BASE cut 22% (base MW path, 50% renewal FY27) | 0 | 0 | 0 | 0 | -271 | -1290
Price-cycle leg, BEAR cut 31% (base MW path, 50% renewal FY27) | -128.3153 | -91.1038 | -75.908 | -57.6901 | -383 | -1810
Comparison vs Skeptic v3.2 (skeptic_03_depreciation.xlsx). NOTE: Skeptic's path run uses CONSENSUS EBITDA; ours is bottom-up. Model values STATIC from snap.py
| Model zero qtr | Skeptic zero qtr | Model YE27 ($B) | Skeptic YE27 ($B) | Model YE28 ($B) | Skeptic YE28 ($B)
Path-tied capex - base | none to Q4'30 | Q4'27 | 1 | -0.15 | 1 | -6.8
Low (model: bear scenario) | none to Q4'30 | never thru 2030 | 1 | 7.1 | 1 | 1.5
High (model: bull scenario) | none to Q4'30 | Q3'27 | 1 | -7.4 | 1 | -15.6
Consensus capex | none to Q4'30 | Q2'27 | 1 | -9.9 | 1
DCF EV at GPU life ($B): model vs Skeptic v3.2 (market EV ~$74.7B)
| 4 yrs | 5 yrs | 6 yrs
Model DCF EV | -12.6671 | -0.89881 | 10.534
Skeptic v3.2 DCF EV | negative | 2.3 | 16.3
Market EV | 72.9075
v0.3 -> v0.4 by scenario (full bridge on Bridge tab), STATIC
| DCF EV $M | FD equity $M | FD $/share | 12m PT | Q2'26 util | FY27 rev | FY27 EBITDA
BRIDGE + GPU capex lead 3 qtrs (= v0.3) | 94115.7883 | 91652.9363 | 255.6152 | 288.8451 | 95.4% | 8517.5153 | 4713.075
Base (live) | -898.814 | -621.0962 | 0.01 | 0 | 75.03% | 8209.2404 | 4213.144
BULL - v0.3 settings | 363040.0464 | 366980.7516 | 974.331 | 1091.2507 | 95.4% | 14376.3903 | 8852.2672
Bull | 125480.8595 | 137784.2578 | 365.8161 | 400.511 | 75.03% | 13514.6499 | 7841.1009
BEAR - v0.3 settings | -21541.186 | -33504.3578 | 0.01 | 0.0115 | 95.4% | 3424.4744 | 1375.1706
Bear | -34363.024 | -34087.8704 | 0.01 | 0 | 75.03% | 4287.2002 | 1840.9429
MEMO: include-both terminal (TermBase=1) | -6992.1634 | -6714.4456 | 0.01 | 0 | 75.03% | 8209.2404 | 4213.144
Base w/ mgmt connected guide MW (MWSel=3) | 23077.3177 | 11564.2759 | 37.4811 | 40.3451 | 75.03% | 19284.0882 | 10382.0495

## Checks
Checks
Check | Model | Target / tolerance | Status | Note
CRITICAL: convert counted in BOTH shares and debt (solved price, chosen weight) | 0 | 0 | OK | If-converted + debt-counted must equal total (CVDebtBasis: 1 original principal, 2 accreted); net-share (3) keeps principal as debt by design
CRITICAL: same at SharePx (market EV) | 0 | 0 | OK
Economic basic shares at Q3'26 (M) = 271.86 + 15.77 + 21.07 | 308.6905 | 308.69 | OK
Fully diluted at SharePx (PT share basis) vs Filings FD used by the treatment [v0.9e: 358.56M debt / 376.65M if-converted; FD_630 358.34M + 0.22M inducement] / CapStructure 369.2M [FDSel=0 legacy] | 358.5583 | 358.5583 | OK | dilution_scenarios.xlsx FD (A out + B + warrant + if-converted); CapStructure if legacy
Memo: FD at SharePx + 12.27M unsold ATM (ATM is a funding source, NOT in the PT count) | 370.8288 | 370.8288 | OK | ATM is a funding source, not in today's count
ITM convert shares at SharePx $237.15 (six ITM; Aug-26 notes per NewCvMode) | 50.0219 | 50.03 | OK | Steps at $324.65 / $313.46 / $183.22 / $180.31 / $138.75 / $51.45
ITM convert principal at SharePx ($M orig.) | 7675 | 7680 | OK
Market EV at SharePx ($M), CapStructure basis vs Filings ~74.7B at $242.81 rescaled to SharePx (x 358.7M economic basic + ITM convert shares) | 72907.5335 | 72669.6904 | OK | 6/30 balance + Aug notes + exchange; unrestricted cash only
Dilution solve convergence ¦P15-P14¦ | 0 | 0.01 | OK
Microsoft implied TCV vs reported ($M) | 0 | 0 | OK
Quarters (pre-Bloom) Microsoft revenue exceeds ~$350M/qtr genset ceiling | 0 | 0 | OK
Q4 bridge: unseen MW vs Skeptic/Capacity 83-200 MW | 92.6461 | 200 | OK - overlaps 83-200 MW
History capex split = reported (sum abs diff) | 0 | 0 | OK
Q2'26 book (a) share vs GPU Market 45% (40-46%) | 46.06% | 45% | OK
Q2'26 book (b) share vs ~50% (44-57%) | 46.99% | 50% | OK
Q2'26 book (c) share vs ~4% (1.3-9%) | 6.945% | 4% | OK
Depreciation-yield flags (drop after chip availability) | 1 | 0 | FLAG - review PIS dates | Material weakness over depreciation start dates
Q3'26 transfer into service | PENDING (model 4,702) |  | PENDING (model 4,702)
Sites: named-site energized imports tie to Capacity file COMPANY row (sum abs diff) | 0 | 0 | OK
Q2'26 tie: model AI cloud revenue vs actual $574.9M | 574.9 | 574.9 | OK | Utilization calibrated
Implied Q2'26 utilization (books b+c) | 75.03% | 40-100% | OK (40-100%) | Flag (not forced) if outside 40-100%
(a) Q2'26 revenue per GPU-hour of capacity (annualized AI rev / GPUs / 8,760) | 2.8619 | 3.27 | CHECK | +/-10% (GPU Market, Derived)
(b) Q2'26 annualized AI rev per $ avg gross servers in service | 0.46502 | 0.46 | OK | Filings, Derived
(b3) Capacity server ceiling: Q2'26 GPUs x $45-60k (high end) vs $5.2B servers in service | 5503.62 | 5197.7 | FLAG | Capacity, Estimated
(b2) Modeled in-service GPU cost at 6/30 (GPUs x $/GPU) vs $5.2B servers | 4753.62 | 5197.7 | OK
(c) Q2'26 revenue per energized MW ($M/yr) | 12.6013 | 11.9 | OK | ~$11.9M (2.30B / 193 MW raw site sum; was ~$13M on ~173 MW). Model B29 is on the IT basis (182.49 MW)
Q2'26 contract (book a) IT MW as share of energized MW | 55.53% | info | INFO | Microsoft GPU use capped at Vineland energized IT MW (39 MW Q2'26) + Meta #1 48 MW (TCV/ACV-derived) vs 173 MW energized; v0.1 fix took Q2'26 utilization from 133% to ~92%
Q2'26 energized MW (Capacity base, IT) | 193 | 193 | OK | Capacity nebius_capacity.xlsx 'Quarterly MW' N130 (Q2'26 energized, lock Oct 8); Filings KPI!L30 matches; replaces 173 from nebius_capacity_v1 | IT-basis energized Q2'26 = 182.49 (Mäntsälä F18 0.9091, Longcross F23 0.7692); raw site sum = 193
Q2'26 GPUs: model (Capacity 'GPUs deployed' ~80,416 + GPU anchor gap if GPUAnchorOn) | 91727 | 82990 | CHECK
Unexplained ARR residual at 6/30 (June run-rate basis; NOT unseen capacity) | 543.0514 | 650-700 | INFO: model 543 = 40-41 MW-eq at team $13.3-13.5M/MW (model June RR 2,457 = $13.5M/MW); team-basis residual 536-573 | Pending Filings on ARR scope / signed-not-billing
Adj. EBITDA margin FY28 - model vs consensus (flag if > +5pp) | 57.83% | 60.78% | OK | Skeptic consensus 13.98/23.0
Adj. EBITDA margin FY30 - model vs peer ~62% (flag if > +8pp) | 65.44% | 62% | OK | CoreWeave ~62% placeholder
FY30 margin sensitivity: PD + SG&A held at FY28 % of revenue (vs placeholder step-down) | 60.44% | 62% | INFO: within +8pp of peer | PD 8% + SG&A 10% (FY28) instead of 6% + 7% (FY30); toggle OpexHold=1 for full model effect (Sensitivity)
FY30 opex per avg IT MW ($M/MW-yr: COR + PD + SG&A ex-SBC) | 6.019 | info | INFO: revenue/MW 17.4
FY26 capex vs company guide $20-25B (Aug 12 2026 call) | 17617.7171 | 20,000-25,000 | FLAG: outside guide | Fact base: FY2026 capex guidance $20-25B (call transcript, CFO); GPULead calibration
Bull DCF EV vs 3x base (STATIC, snap.py) | 125480.8595 | -2696.442 | FLAG: bull EV > 3x base - review bull drivers | Bull/base EVs from snapshot
Q2'26 calibration scenario-invariant: utilization bull / bear minus base (STATIC) | 0 | 0 | OK: all scenarios tie $574.9M at 75.0%
Implied blended realization vs OD list, Q2'26 books (b)+(c) (billed GPU-hours at Q2 avg list) vs GPU Market 0.72-0.80 | 0.74377 | 0.72-0.80 | OK: within GPU Market range | Reserved RealRes_B 0.72 x ResSh + on-demand/spot mix
New-deal pricing: model new-MW gross revenue per IT MW-yr (NewDealOn: blended multi-year + short-term at Q1'27 vintage; off: GB300 at Oct-1 list x RealRes x Util_Res) vs IREN >$20M (3-yr GB300-class ~$4.65/GPU-hr) | 16.6917 | 20 | OK: multi-year 16.0; blended net leased 14.5 vs 17.8; GPU-hour GB300 engine 27.4 (legacy only) | Short-term tranche (STShare) at $40-50M included in blend; IREN excludes short-term
Vineland shutdown: probability-weighted Q4'26 Microsoft revenue at risk at VinRevMW vs Capacity ~$67M | 68.0353 | 67 | OK: ties ~$67M (Capacity, Derived); VinShutSel=0 | vineland_shutdown.xlsx weights; $14.5M/IT MW-yr
Backlog floor: model AI cloud revenue Jul'26-Jun'28 minus RPO recognised in window (~$13.5B) = implied revenue from deals signed after Q2'26 | 4893.7958 | 13496.4 | INFO: 27% of window revenue unsold at 6/30 (~145 of avg 545 active MW, revenue-weighted); sold share of new 2027+ MW 41% | Q2'26 Note 2: RPO $37.49B, 36% Jul'26-Jun'28
Backlog cash floor Jul'26-Jun'28 = RPO in window - 6/30 DR recognised within 24 months (DR_24 base $2.25B; range $2.0-2.5B) | 11246.4 | 11,000-11,500 | INFO: range 10,996-11,496; model cash revenue in window (AI rev - DR release) 14,565 | DR 6/30: current $979.4M, non-current $4,995.8M (Reported)
Payback (months) vs mgmt 1y10m (22), prepayments excluded: GB300 leased IT / gross; Rubin leased base / bear (no toggle) | 40.0565 | 22 | INFO: GB300 40 / 31 mo (IT / gross); Rubin base 43 / bear 60 mo; IRR GB300 IT 18%, Rubin base 16%; IT fits 22 only at ~$32M capex, or if prepayments counted (implied rev 16.8) | Payback_Floor tab C; basis not disclosed by management
EBITDA per IT MW-yr by generation (IT reading): GB300 vs Rubin at RubinMW (direct); opex fixed | 11.5 | 11.7 | INFO: GB300 11.5 -> Rubin 11.7 (2%); Rubin leased capex 40.1 (low-medium confidence) | v0.7: Rubin capex flat to GB300 in base
Asset floor: DCF EV vs PV(RPO margin) - capex for contracted MW | -898.814 | 5631.6262 | FLAG: DCF EV below asset floor; SHARED-bridge floor $/sh 5.00 vs DCF 0.00; legacy equity floor $/sh 17.1 cons / 25.9 mark / 40.5 high | Payback_Floor tab D
Revenue double-count: prepayments in revenue? (new-deal $20-25M/MW is revenue-recognition basis excl. prepayment, Q2 deck fn 2) | 0 | 0 | OK: prepayments are cash timing only (CashFlow: Prepayments received / DR release); revenue engine = MW x $/MW and GPU-hours, no reference to prepayments or DR | Formula audit v0.5
Cash double-count: DR release reduces later cash (CFO = EBITDA + prepayments - release); closing Q4'30 DR run-off deducted from EV ($M) | -5508.7224 | -9626.6492 | INFO: within-horizon release 16,428 deducted from cash; post-horizon run-off PV 5,509 deducted (DRTermOn=1); closing DR 9,627 | v0.5 fix: before, terminal UFCF counted the unreleased prepaid balance as cash again
Prepayments: total new prepayments FY26H2-FY30 / new-build capex (signed Microsoft/Meta 0%, new hyperscaler HSPre, other 38.5% -> 22.5%) | 19.23% | info | INFO: HSPre 30%; other 2028+ 22.5%; decay 1
Significant financing component (ASC 606): SFC revenue gross-up in model revenue/EBITDA used for DCF | 0 | 0 | OK: none (no SFC gross-up, no SFC interest; DCF on cash flows). Implied advance financing cost <= 3.7%/yr (Estimated upper bound) | Reported history may embed a small SFC gross-up (not disclosed separately)
GPU history anchor: model GPUs at 3/31/2025 vs ~30,000 actual (20-F) | 30000 | 30000 | OK: anchored (gap 2,574 GPUs vs Capacity file) | Single GPU calibration point; Kansas City likely live Q1'25 at 5-15 MW
Rubin pricing (v0.7c): implied per-GPU-hr multiple to GB300 (derived from RubinMW) vs capex multiple | 1.5536 | 1.09 | OK: Rubin price/capex 0.93x GB300; $/MW price multiple 1.01x vs capex multiple 1.09x | Rubin_Prem is now an output (no 1.2x input)
History MW basis (1 Capacity 173 / 2 company ~190 both history & forward / 3 mismatch test) | 1 | 1 | INFO: Q2 energized basis 182 MW; Q2 rev/MW $12.6M | Same basis must drive history calibration and forward path
June step-up vs March: monthly $M and IT MW at take-or-pay pricing (upper end) | 88 | 88 | INFO: ~88 MW at $12M/MW take-or-pay (fewer if reserved at Q2 renewal rates); JuneExitOn=0
DCF EV sign (negative = plan destroys value at WACC; equity floored at 0) | -898.814 | 0 | FLAG: EV<0; FD value/share floored at 0
Terminal value basis | 71868.0542 | 61488.841 | RUN-OFF (reinvestment value-destroying) | Run-off floor when replacement capex exceeds terminal cash generation
Funding runway: first quarter liquidity < 0 (after v0.7 funding plan when FP_On; no plug) | none to Q4'30 | Skeptic: Q2'27 | INFO
Opening liquidity: Aug-26 converts counted ONCE (runway gross row + CashFlow net row, Q3'26 only); 6/30 cash $8,042M excludes them | 5750 | 5750 | OK: once (runway Q3'26 gross 5,750; CashFlow Q3'26 net 5,680) | Runway row '+ Aug-2026 converts gross' (CashFlow tab) and 'Convert issuance proceeds (net)' row
$775M asset-backed facility drawn in base (LoanOn) | 0 | 0 | OK: $0 drawn (undisclosed); $775M sensitivity | SOFR+2.50%; cash, debt, interest and runway all switch together
Liquidity after funding plan: min every quarter Q3'26-Q4'30 vs buffer (FP_MinBuf if re-sized, else MinCash) | 1000 | 1000 | OK: every quarter >= buffer; YE27 1,000; top-up equity 38,914 / 169.2M sh | Plan is ESTIMATED (not guidance)
Convert waterfall at $147 (existing notes): converting principal / full-conversion shares vs ~$3.34B / ~26.2M | 3337.5 | 3337.5 | OK; shares 26.2M; at $46 debt 13,425 | Parent reference: $46 all OTM ($13.4B debt); $147 26.2M sh; $243 all but Feb-30/Feb-34
Post-funding FD shares at solved price (M) vs pre-funding | 491.6715 | 308.5364 | INFO: +183.1M (ATM 181.4M); full-conv 491.7 / NSS 490.4; value/share pre 0.0 -> post 75.1
AUTHORITY (v0.9e): shares needed at the HEADLINE basis = new shares issued through FP_PostQ + 2027 plan-convert reserve vs ~78M net no-vote headroom (conservative; ~97M alt, AuthCase 2) | 5084041.4327 | 77.7586 | FLAG: needs 5,083,964M more (EGM approval); issued 4,182,366.6M + convert reserve 901,674.9M; spot basis 219M | Not a model cap
Sh_Basic tie (v0.7d): plan shares in Shares tab (after V_Q through FP_PostQ) = valuation new shares at the headline basis | 4182366.5559 | 4182366.5559 | OK
Self-consistent PT fixed point converged (¦S30 - S29¦) and path memo (¦T40 - T39¦) | 0 | 3.7055e-05 | OK; SC PT 0.00 ¦ spot memo 84.88 ¦ path memo 27.13
NVIDIA pre-funded warrant counted exactly once: economic basic = 271.86 issued + 15.77 exchange + 21.07 warrant (= 308.69); market EV equity uses the same 308.69 | 308.6905 | 308.6905 | OK: once in basic, market EV and FD
Financing does not change unlevered EV (CapIntFix): UFCF tax excludes capitalized-interest D&A | 1 | 1 | OK
Avride: value credited (V_AV) vs PV burn add-back (V_AVAdd) - credit value AND add back burn, or neither | 0 | 0 | OK: Avride $0, burn kept in EBITDA
Red-graded sites (count) | 5 |  | INFO
FY27 EBIT vs Skeptic at live life | -1135.4902 | 1980 | INFO | See Sensitivity 4/5/6

## Inputs
Inputs & Assumptions (scenario-driven)
Blue = input. Fill: orange = PLACEHOLDER (no source yet), yellow = Estimated/Consensus, none = Reported/Derived. Live column = CHOOSE(Scenario, Bull, Base, Bear). Owners fill/replace their cells; never overwrite formulas.
Scenario selector (1 = Bull, 2 = Base, 3 = Bear) |  |  | 2 | BASE
Scalar input | Unit | Bull | Base | Bear | LIVE |  |  |  | Owner | Status | Source / method
General
Valuation date | date | — | 2026-10-04 | — | 2026-10-04 |  |  |  | Modeling | Input | Pitch valuation date; drives DCF discounting and Outputs horizons
Last actual quarter index (10 = Q2'26) | # | — | 10 | — | 10 |  |  |  | Modeling | Input | Roll forward to 11 when Q3'26 is reported
Fiscal-year base (year before first model year) | yr | — | 2023 | — | 2023 |  |  |  | Modeling | Input | Structural: annual-input column = FY - FYBase
Current share price (NBIS) | $/sh | — | 237.15 | — | 237.15 |  |  |  | Skeptic | Reported | v0.9e: Oct 7 2026 close $237.15 [R, third-party quote; Filings fd_share_bridge.md]; was $242.81 (Oct 2). Used for convert ITM test, TSM, ATM/top-up memo pricing, market EV, and as the long pass/fail target
MW block that drives revenue (1 contracted, 2 energized est. [Capacity, default], 3 mgmt-connected guide, 4 Capacity proposed path [scenario, not base until Tuesday file]) | # | — | 2 | — | 2 |  |  |  | Modeling | Input | Default = Capacity energized base (estimated live IT load); guided path kept as comparison only
Energized (live IT load) -> billing lag, MW source 2 | qtrs | 1 | 1 | 1 | 1 |  |  |  | Capacity | Estimated | Base 1 qtr. 2 qtrs = STRESS case (Sensitivity snapshot), not the bear default
IT capex method (1 = GPUs x $/GPU, 2 = flat $M per IT MW, 3 = site path: new energized IT MW x per-site $/MW by ownership & generation [default]) | # | — | 3 | — | 3 |  |  |  | Modeling | Input | Method 3 = path-consistent per Capacity gpu_mw_capex.xlsx
Owned site all-in capex per IT MW - GB200 | $M/MW | — | 42 | — | 42 |  |  |  | Capacity | Estimated | /workspace/nebius/capacity/gpu_mw_capex.xlsx CapexPerMW (incl ~$10-12.5M shell+power)
GB300 capex from rack price (1 = racks/IT MW x GB_RackPx + network; owned adds CPM_SP; 0 = v0.7 flat $41M leased / $53M owned) | 0/1 | — | 1 | — | 1 |  |  |  | Capacity/GPU Market | Input
GB300 NVL72 rack price (servers incl. NVLink; ex network) | $M/rack | — | 4.5 | — | 4.5 |  |  |  | Capacity | Reported | gpu_mw_capex.xlsx v2 'GB300 rack price' tab (sourced): base $4.5M, range $4.0-5.0M (MS BOM $4.0M, Loop $3.85M, Wolfe $4.3M, Data Gravity $4.97M; stress $6.25M)
GB300 NVL72 racks per IT MW | racks/IT MW | — | 6.8194 | — | 6.8194 |  |  |  | Capacity | Derived | 491 GPUs/IT MW / 72 = 6.82
GB300 network + storage per IT MW | $M/IT MW | — | 6.1 | — | 6.1 |  |  |  | Capacity | Derived | gpu_mw_capex.xlsx CapexPerMW GB300 base
Owned site all-in capex per IT MW - GB300 (RackOn: rack-based servers+network + CPM_SP hall) | $M/MW | — | 49.2875 | — | 49.2875 |  |  |  | Capacity | Derived | v0.7 53 = 34.1 servers + 6.1 network + 12.5 hall
Owned site all-in capex per IT MW - Vera Rubin (LOW-MEDIUM confidence) | $M/MW | 45.8 | 52.6 | 60.7 | 52.6 |  |  |  | Capacity | Estimated | Capacity gpu_mw_capex v2: base $52.6M (= leased 41.1 - 1.0 fit-out + 12.5 hall); bull 45.8 / bear 60.7 same build-up; v0.7 56 (53/59)
Owned site capex per IT MW - Hopper/B200/B300 (GB200 proxy) | $M/MW | — | 42 | — | 42 |  |  |  | Capacity | Estimated | proxy
Leased/colo capex per IT MW - GB200 (and Hopper/B200/B300 stand-ins); IT only, rent in opex | $M/MW | — | 30 | — | 30 |  |  |  | Capacity | Estimated | gpu_mw_capex.xlsx (Capacity), medium confidence
Leased/colo capex per IT MW - GB300 (RackOn: racks x rack price + network; no hall slice - rent covers the building) | $M/MW | — | 36.7875 | — | 36.7875 |  |  |  | Capacity | Derived | 6.82 x $4.5M + $6.1M = $36.8M (range $31.4-42.3M, Capacity v2); v0.7 41. NOTE: Capacity's leased Rubin $41.1M includes ~$1M colo fit-out; GB300 here excludes it (per team spec)
Leased/colo capex per IT MW - Vera Rubin, EX $1M colo fit-out (rent is the only building cost; same as GB300) (LOW-MEDIUM confidence) | $M/MW | 33.3 | 40.1 | 48.2 | 40.1 |  |  |  | Capacity/Skeptic | Estimated | v0.7: base $41M flat to GB300 (SemiAnalysis TCO 1.51-1.56x/GPU-hr at 320 vs 491 GPUs/IT MW -> ~0.98-1.02x GB300 per MW; Capacity at Morgan Stanley rack cost: leased $42-48M); bull $41M; bear $48.5M (Skeptic $45-52M midpoint: 0.65x racks/MW x MS 1.68-1.95x rack cost). $32M = OUTER-BULL sensitivity only (soft: ~$6.0M rack ~1.2x GB300; networking $3.6M looks low vs GB300 $6.1M - Capacity reconciles Tuesday)
v0.2 fix: GPU fleet MW-ratio only in forecast + capex follows DRIVER MW (1 = on) | 0/1 | — | 1 | — | 1 |  |  |  | Modeling | Input | Off = v0.1 behaviour (history fleet scaled by selected MW block; capex followed energized path only)
Terminal basis: 2 = EXCLUDE BOTH Q4'30-onward spend for MW billing after Q4'30 and that MW (terminal = Q4'30 exit run-rate x 4) [default, conservative]; 1 = INCLUDE BOTH (memo only: run-rate scaled x(MW Q4'30 + MW billing Q1'31)/MW Q4'30, unsourced ~1.2x step-up); 0 = v0.1 (FY2030 x (1+TG), Q4'30 spend charged) | 0/1/2 | — | 2 | — | 2 |  |  |  | Modeling | Input | v0.2 decision (Oct 4): do not credit unbilled capacity on an unsourced step-up; 'include both' EV shown as memo row in Valuation
Terminal value floor: max(Gordon/blend, run-off value of existing fleet with no reinvestment) (1 = on) | 0/1 | — | 1 | — | 1 |  |  |  | Modeling | Input | Operator would stop replacing GPUs at negative NPV; TV cannot be below run-off (>= 0)
Owned-site O&M (facility staff, maintenance, insurance, property tax) | $M/IT MW-yr | — | 0.75 | — | 0.75 |  |  |  | Capacity | Placeholder | Leased sites carry this inside rent; owned sites had none in v0.1. Placeholder pending Capacity
Lease prepayments as upfront cost on NEW leased IT MW (1 = on) | 0/1 | — | 1 | — | 1 |  |  |  | Filings | Input
Lease prepayment per new leased IT MW (prepaid rent at commencement; capitalised, amortised over Life_Pow) | $M/IT MW | — | 1.6 | — | 1.6 |  |  |  | Filings | Derived | 6/30/26 prepayments on not-yet-commenced leases $612.4M / ~383 leased IT MW starting by YE27 (Capacity v2)
New customer prepayment inflow: 1 = % of new-build capex (v0.7); 2 = Q2'26 pace $1.2B/qtr [base]; 3 = guidance case: $4.5B in H2'26 (>$9B FY26 guide), then Q2 pace | # | — | 2 | — | 2 |  |  |  | Filings | Derived | Q2'26 revenue note: deferred revenue +~$3.2B Q1, +~$1.2B Q2
Q2'26-pace new prepayments per quarter | $M/qtr | — | 1200 | — | 1200 |  |  |  | Filings | Derived | Deferred revenue added ~$1.2B in Q2'26
Guidance case: new prepayments H2'26 total | $M | — | 4500 | — | 4500 |  |  |  | Filings | Derived | FY26 guide >$9B less H1 ~$4.4B
Last quarter of the fixed-pace prepayment path (capex-linked % after) | idx | — | 20 | — | 20 |  |  |  | Modeling | Estimated | Q4'28; 2029+ reverts to capex-linked % (PrepayMode 1 logic)
PLACEHOLDER: share of deferred-revenue balance treated as debt-like (refundable) at valuation | % | 0% | 0% | 25% | 0% |  |  |  | Filings | Placeholder | NOT DISCLOSED: filing says balance includes 'amounts that may be refundable'; bear placeholder 25%
Bloom slip / Vineland loss: slipped or lost Microsoft MW sit IDLE (not re-sold to new-deal books) (1 = v0.7c fix) | 0/1 | — | 1 | — | 1 |  |  |  | Capacity | Input | v0.7b: slipped T5-T9 GPUs were re-priced as new 2027+ deals, offsetting most of the slip
BEAR SENS: Vineland T1-T4 permanently lost if generators must stop before fuel cells run (1 = on) | 0/1 | — | 0 | — | 0 |  |  |  | Capacity | Estimated | 4 x ~26.7 = ~107 IT MW, ~$1.55B/yr at $14.49M/IT MW; trigger ~Nov 6-9 2026 (NJDEP 45-day deadline)
Vineland T1-T4 SLA-credit step on (1) | 0/1 | — | 1 | — | 1 |  |  |  | Capacity | Input | Step (i); step (ii) = permanent loss (VinLossOn)
Vineland T1-T4 permanent-loss step on (1) | 0/1 | — | 1 | — | 1 |  |  |  | Capacity | Input
PLACEHOLDER: SLA credits as % of T1-T4 revenue (Q4'26 + Q1'27) | % | — | 10% | — | 10% |  |  |  | Capacity | Placeholder | NOT DISCLOSED - placeholder 10% for 2 quarters
First quarter T1-T4 revenue permanently lost | idx | — | 14 | — | 14 |  |  |  | Capacity | Estimated | Q2'27
Quarters lost T1-T4 GPUs sit idle before redeployment to new-deal books | qtrs | — | 2 | — | 2 |  |  |  | Capacity | Estimated | Redeployed at the live scenario's GB300 new-deal price (bear $14.5M) after 2 qtrs
3-yr GB300 new deals re-price at renewal to the then-prevailing curve (1 = on) | 0/1 | — | 0 | — | 0 |  |  |  | Contracts | Input | Option (v0.7c); bear sensitivity
Share of new GB300 MW on 3-yr deals (re-price at year 3) | % | 0% | 0% | 40% | 0% |  |  |  | Contracts | Estimated | Bear 40%
Funding plan re-sized to the live gap: ATM (remaining 12.27M sh) -> 2027 converts (same terms) -> equity top-up each quarter to FP_MinBuf (1 = v0.7c) | 0/1 | — | 1 | — | 1 |  |  |  | Modeling | Estimated
Minimum liquidity buffer every quarter (re-sized plan) | $M | — | 1000 | — | 1000 |  |  |  | Modeling | Input
Last quarter of equity top-up (and post-funding count date when FP_Resize) | idx | — | 28 | — | 28 |  |  |  | Modeling | Input | Q4'30 = every quarter of the horizon
Equity top-up issue price discount to SharePx (scenario issuance price path, flat) | % | 0% | 3% | 40% | 3% |  |  |  | Modeling | Estimated | Base 3% (EqDisc), bull 0%, bear 40% (as bear ATM)
v0.8 SCENARIO 'contracted only / stop building': after StopIdx only signed capacity is built (contract tranches incl. Meta backstop if on); non-contract fleet frozen at its StopIdx level; no new-deal prepayments or lease prepayments | 0/1 | — | 0 | — | 0 |  |  |  | Modeling | Input | Uncontracted 2027+ slice per Capacity uncontracted_split.csv (Birmingham, Lappeenranta, Butler, Kapuli owned Rubin; Beit Shemesh, UK3, CLT1 leased) and all later growth is not built
Stop-building: last quarter whose ACTIVE (billing) MW is kept - Q1'27 = sites energized by YE26 (EnLag 1 qtr); ATM plan + 2027 plan converts switched off, equity top-ups only to FP_MinBuf at the self-consistent PT | idx | — | 13 | — | 13 |  |  |  | Capacity | Estimated | Q1'27 billing = sites live by YE26 (Oklahoma, Newport, Harlow, Masmiyya, Tallinn) are built / capex largely spent
Stop-building: share of signed leases-not-commenced + energy commitments ($17.4B), pro rata to the cut MW, still paid with no modeled rent / power (net of sublease / resale) | % | — | 50% | — | 50% |  |  |  | Modeling | Estimated | Only when StopBuild = 1; 0% / 100% as range
v0.8b FUNDING STACK: new-deal prepayment toggle (1 = prepayments = NDPrepayPct x new-build capex on NON-signed MW; replaces PrepayMode pace / PrepayPct27/28 / HSPre; signed tranches 0%) | 0/1 | — | 0 | — | 0 |  |  |  | Modeling | Input | 0 = v0.8 logic
v0.8b: new-deal prepayment share of new-build capex (non-signed MW) when NDPrepayOn = 1: 0% / 25% / 55% | % | — | 55% | — | 55% |  |  |  | Filings | Estimated | Q2'26 letter: prepayments fund 50-60% of capex on deals that carry them
v0.8b: asset-backed debt on CONTRACTED MW only (signed Microsoft / Meta incl. Meta backstop): loan-to-cost on their new-build capex 0 / 25 / 50% | % | — | 0% | — | 0% |  |  |  | Modeling | Input | Drawn with capex; none on uncontracted MW; existing 6/30 fleet not refinanced
v0.8b: ABS spread over SOFR | % | — | 2.5% | — | 2.5% |  |  |  | Filings | Estimated | SOFR + 2.50%
v0.8b: ABS straight-line amortisation over contract term from billing start | qtrs | — | 20 | — | 20 |  |  |  | Contracts | Estimated | 5-yr Microsoft / Meta / backstop terms
v0.8b: UNSOLD new 2027+ non-contract MW priced at UncPx (both generations, flat then MYDecl path) on 3-yr terms; contracted / RPO-sold MW unchanged | 0/1 | — | 0 | — | 0 |  |  |  | Skeptic | Input | Legacy GPU-hour fleet (147 MW at Q1'27) stays on books (b)/(c)
v0.8b: unsold new-MW price when UncPxOn = 1 ($M per IT MW-yr): 16 / 20 / 22.5 | $M/IT MW-yr | — | 20 | — | 20 |  |  |  | Skeptic | Estimated
v0.8b: 3-yr terms - unsold vintages re-price at year 3 (2027 vintages -> 2030) to the prevailing new-deal curve (ND_Px GB300 / RubinMW Rubin path) | 0/1 | — | 1 | — | 1 |  |  |  | Skeptic | Input
v0.8d: SPLIT uncontracted pricing (replaces single UncPx in the grid): unsold GB300/B300 vintages = LEASED slice at UncGBPx on UncGBTermY terms; unsold Rubin vintages = OWNED Rubin halls at UncRubPx (5-yr) | 0/1 | — | 0 | — | 0 |  |  |  | Skeptic | Input | UncPxOn takes precedence if both on
v0.8d: LEASED GB300/B300 uncontracted price ($M/IT MW-yr): bear 16.5 (5-yr) / base 20 (3-yr) / bull 22.5 (3-yr) | $M/IT MW-yr | 22.5 | 20 | 16.5 | 20 |  |  |  | Skeptic | Estimated
v0.8d: LEASED slice contract term (yrs): bear 5 / base 3 / bull 3 | yrs | 3 | 3 | 5 | 3 |  |  |  | Skeptic | Estimated
v0.8d: LEASED slice renewal rate = 5-yr rate (base 16.5, bear 14.5; bull keeps the 3-yr 22.5); applied at age 4 x term, incl. terminal value | $M/IT MW-yr | 22.5 | 16.5 | 14.5 | 16.5 |  |  |  | Skeptic | Estimated
v0.8d: OWNED Rubin halls uncontracted price ($M/IT MW-yr, 5-yr; renews flat): bear 14.5 / base 16.2 / bull 20 † | $M/IT MW-yr | 20 | 16.2 | 14.5 | 16.2 |  |  |  | Skeptic | Estimated
v0.8d bridge: vintages the UncPx / split toggle applies to (0 all; 1 = vintages billing by Q4'27 [YE27 cohort]; 2 = 2028-30 vintages only) | # | — | 0 | — | 0 |  |  |  | Modeling | Input | bridge diagnostic
v0.8d bridge: price for vintages OUTSIDE UncCohort (UncPx single toggle: both gens; split: leased GB300 only) | $M/IT MW-yr | — | 16 | — | 16 |  |  |  | Modeling | Input | bridge diagnostic; irrelevant when UncCohort = 0
v0.8d: unsold GB300 renewal age (qtrs) = 12 under UncPxOn (v0.8b), else 4 x UncGBTermY | qtrs | — | 12 | — | 12 |  |  |  | Modeling | Derived
v0.8d: terminal-year cash flow reflects renewed pricing of unsold vintages not yet renewed by Q4'30 (1 = on) | 0/1 | — | 1 | — | 1 |  |  |  | Modeling | Input
v0.8d: charge convert cash coupons paid after V_Q through FP_PostQ (after tax when taxable) against equity value (they are funded by top-ups inside V_FPCash; Q4'30 claim = carrying, which excludes window coupons -> no double count) | 0/1 | — | 1 | — | 1 |  |  |  | Modeling | Input
v0.8d: R5 OFF - new shares issued at today's value v (SC_Disc = Ke/(1+Ke)), not at the 12-month PT v x (1+Ke) [headline]; 0 = v0.8c premium memo | 0/1 | — | 1 | — | 1 |  |  |  | Modeling | Input
Meta backstop: covered IT MW (0 / 150 / 190), applied first to the owned Rubin halls (Birmingham 56, Lappeenranta 46, Butler 48, Kapuli 15 = 165 MW) | IT MW | — | 0 | — | 0 |  |  |  | Filings | Derived | FY25 20-F p.75 (Reported terms): Meta buys unsold capacity on certain clusters for 5 yrs from deployment, up to $15B (~$3B/yr = ~190 MW at $16M or ~150 MW at $20M). MW mapping Derived / low confidence. Off-RPO (not in signed backlog / floor)
Meta backstop price ($M per IT MW-yr) - PLACEHOLDER | $M/IT MW-yr | 16 | 16 | 14.5 | 16 |  |  |  | Filings | Placeholder | Bear $14.5M (below $16M)
Meta backstop billing start (MW-weighted owned Rubin hall go-live: Q1'27 56 / Q2'27 46 / Q4'27 63) | idx | — | 15 | — | 15 |  |  |  | Capacity | Estimated | Q3'27
HEADLINE PT issuance-price basis: 1 = SELF-CONSISTENT (ATM, top-ups and convert terms priced at the solved PT itself; fixed point) [v0.7d]; 2 = MEMO spot SharePx x (1 - disc) (v0.7c; depends on market access at today's price); 3 = MEMO path from spot to the path's own PT over FP_PathQ (depends on market access at today's price) | # | — | 1 | — | 1 |  |  |  | Modeling | Input | v0.7d: headline no longer rests on issuing at ~$236 against ~$0 of value
Self-consistent basis: issue discount to the solved 12-month PT (v0.8d: = SC_NoPrem x Ke/(1+Ke) -> issue at today's value) | % | — | 11.5% | — | 11.5% |  |  |  | Modeling | Derived | v0.8c and earlier: 0 = issue at the 12-month PT itself
Path memo: quarters over which the issue price moves linearly from SharePx to the path PT | qtrs | — | 8 | — | 8 |  |  |  | Modeling | Estimated | 8 = Q3'28; flat after
Share-issuance authority available now (v0.9e): net no-vote headroom ~78M conservative (case (i): 64.4M pool + 34.4M treasury - 21.1M NVIDIA warrant); alt ~97M if the exchange shares were newly issued (AuthCase 2); was ~93.5M / ~114.6M | M sh | — | 77.7586 | — | 77.7586 |  |  |  | Filings | Derived | v0.8f Filings correction (was 132.5M = 64.4M + ~68.1M treasury). Above it a solved PT is a constraint, not an answer; more needs an EGM
Run-off terminal value includes the 15% after-tax GPU residual as each exit-fleet cohort retires (1 = v0.7c fix) | 0/1 | — | 1 | — | 1 |  |  |  | Modeling | Input | v0.7b run-off TV (the binding TV basis) dropped hardware to zero at end of life; going-concern TV already netted V_GResid
Asset floor on the IDENTICAL EV-to-equity bridge as the DCF (1 = v0.7c) | 0/1 | — | 1 | — | 1 |  |  |  | Modeling | Input | Same OffBSWt x commitments, converts (carrying), cash, refundable-DR placeholder, SOTP, funding cash & shares
v0.7b fix: owned-site opex = OwnOpex all-in (power + O&M, NO rent); O&M = OwnOpex - power per IT MW (1 = on; 0 = OM_MW) | 0/1 | — | 1 | — | 1 |  |  |  | Capacity | Input | Leased sites pay RentMW x PUE (shell+power) + power; owned sites carry the building in capex
Owned-site opex per IT MW-yr, all-in power + ops, no rent | $M/IT MW-yr | — | 2.25 | — | 2.25 |  |  |  | Capacity | Estimated | Capacity: $2.0-2.5M per IT MW-yr (use 2.25)
Residual / resale credit for retired GPUs+servers at refresh (% of original cohort cost) | % | 15% | 15% | 0% | 15% |  |  |  | GPU Market | Estimated | gpu_price_history.xlsx: base 15% (range 10-25%, LOW confidence); bear 0. H100 median $4.09 (Mar-24) -> $3.99; A100 neocloud +~12%/yr
Data hall + power ECONOMIC life (residual value in payback/IRR/NPV only; book lives Life_Shell / Life_Pow) | yrs | — | 18 | — | 18 |  |  |  | Capacity | Estimated | Economic-life estimate only (15-20+ yrs); not a book life
v0.7b fix: UFCF tax and terminal D&A exclude capitalized-interest depreciation (financing must not change unlevered EV) (1 = on) | 0/1 | — | 1 | — | 1 |  |  |  | Modeling | Input
Capacity file version: 1 = v1 (YE27 ~950 IT MW energized), 2 = v2 (Oct 4 22:33 ET; YE26 ~302 / YE27 ~1,082 IT MW, Basis-tab IT factors) | # | — | 2 | — | 2 |  |  |  | Capacity | Input | v2 adds Newport UK, Oklahoma, Minnesota, UK 3rd, CLT1 from file; new MW carry own path capex
Issued share capital incl. treasury at AGM (220.4 Class A + 68.1 treasury + 33.5 Class B) | M sh | — | 322 | — | 322 |  |  |  | Filings | Reported | AGM notice items 13-15 (Aug-26): 5-yr authority to issue up to 20% of issued capital
Board issuance authority (% of issued capital, rises as shares are issued) | % | — | 20% | — | 20% |  |  |  | Filings | Reported | Base authority ~64M + treasury (medium confidence); board can seek more at an EGM
H2'26 repricing: Q2 list avg (H100 $2.95->$3.85 Jun-26), legacy reserved book renews +30% at 50%/12 months, new GPUs at current list (1 = on) | 0/1 | — | 1 | — | 1 |  |  |  | GPU Market | Input | Off = v0.1 (Q2 at Jun list; reserved = lagged list)
Reserved renewal repricing vs expiring contract | % | — | 30% | — | 30% |  |  |  | Filings | Reported | Q2'26 letter: >30% repricing on renewals
H100 on-demand list - Q2'26 average | $/GPU-hr | — | 3.25 | — | 3.25 |  |  |  | GPU Market | Derived | Archived nebius.com/prices: $2.95 Apr-May -> $3.85 from Jun 2026 (Reported pages); Q2 avg derived
Team June run-rate per MW - low | $M/MW-yr | — | 13.3 | — | 13.3 |  |  |  | Modeling | Estimated | June list + renewals signed by 6/30
Team June run-rate per MW - high | $M/MW-yr | — | 13.5 | — | 13.5 |  |  |  | Modeling | Estimated
Team estimate: unexplained ARR residual - low | $M | — | 650 | — | 650 |  |  |  | Modeling | Estimated | ~45-50 MW
Team estimate: unexplained ARR residual - high | $M | — | 700 | — | 700 |  |  |  | Modeling | Estimated
Consensus FY28 adj. EBITDA margin (13.98 / 23.0) | % | — | 60.78% | — | 60.78% |  |  |  | Skeptic | Estimated | 01_priced_in.xlsx
Peer adj. EBITDA margin reference (CoreWeave ~62%) | % | — | 62% | — | 62% |  |  |  | GPU Market | Placeholder | pending GPU Market comps
Cap Microsoft GPU consumption at Vineland energized IT MW (Capacity) (1 = on) | 0/1 | — | 1 | — | 1 |  |  |  | Modeling | Input | Fix for Q2'26 utilization: MSFT delivered-tranche MW (53 MW) exceeded Vineland energized (39 MW / 19,157 GPUs)
GPU end-of-life replacement capex in forecast (1 = on) | 0/1 | — | 1 | — | 1 |  |  |  | Modeling | Input | Cohort reaching GPU life is replaced at original cost (fleet persists in Capacity file)
History MW basis: 1 = Capacity named-site (173 MW Q2'26) [default]; 2 = company-implied (~190 MW, ~$12M rev/installed MW) applied to history AND forward path (+uplift); 3 = MISMATCH test: history at 190, forward on 173 path | # | — | 1 | — | 1 |  |  |  | Capacity/Skeptic | Input | Revenue/MW in history and the forward MW path must use the same basis (2); 3 only quantifies Skeptic's ~11% claim
Company-implied installed MW at Q2'26 (Q2 letter ~$12M revenue per installed MW) | MW | — | 190 | — | 190 |  |  |  | Filings | Derived | ~$2.3B annualized / ~$12M per MW
AIB CLT1 colocation rent (12-yr), per IT MW-yr | $M/IT MW-yr | — | 2.2 | — | 2.2 |  |  |  | Capacity | Estimated | CLT1-sourced ~$2.2M per MW-yr (Capacity); applied via differential vs generic leased rent (RentMW x PUE)
Nebius prepayment to AIB to fund CLT1 build (outflow Q4'26-Q2'27, equal thirds) | $M | — | 0 | — | 0 |  |  |  | Filings | Placeholder | Amount undisclosed (AIB 8-K Sep 30 2026); sensitivity $250M / $500M; liquidity only
Inferize acquisition cash outflow Q4'26 (1 = on) | 0/1 | — | 0 | — | 0 |  |  |  | Filings | Placeholder | 6-K Oct 1 2026: terms undisclosed; PRESS-REPORTED $100-150M (unconfirmed)
Inferize purchase price (press-reported, unconfirmed) | $M | — | 130 | — | 130 |  |  |  | Filings | Placeholder | Press $100-150M; liquidity only
Q3'26 starts from June exit run-rate: AI cloud revenue >= reported ARR / 4 before new MW (overlay held flat in $) | 0/1 | — | 0 | — | 0 |  |  |  | Filings | Input | Filings: ARR = June recognized AI cloud revenue x 12 (no signed-not-billing). Overlay not tied to MW; power/rent not added (EBITDA margin on overlay = 1 - other COR - PD - SG&A %)
March 2026 AI cloud revenue (monthly) | $M/mo | — | 162 | — | 162 |  |  |  | Filings | Estimated | ~$160M (Filings); June $250M = $3.0B / 12
Sensitivity: cap adj. EBITDA margin at MarginPeer from PeerMarginYr (cost overlay) | 0/1 | — | 0 | — | 0 |  |  |  | GPU Market | Input
First year of peer-margin cap | yr | — | 2028 | — | 2028 |  |  |  | Modeling | Input
Vineland shutdown scenario (Capacity vineland_shutdown.xlsx): 0 off; 1 no shutdown; 2 partial 50% 2m; 3 partial minor-source 2m; 4 full 1m; 5 full 2m; 6 full 3m; 7 probability-weighted | # | — | 0 | — | 0 |  |  |  | Capacity | Estimated | Outage from Nov 7 2026 (NJDEP order Sep 22 + 45 days); ~102.5 MW IT genset-fed; scenarios & weights = Capacity judgment. SLA credits not disclosed (note only); genset power saving not credited
Microsoft revenue per IT MW-yr for outage loss | $M/IT MW-yr | — | 14.5 | — | 14.5 |  |  |  | Capacity | Derived | $17.4B TCV / 5 yrs / 240 MW IT; probability-weighted Q4'26 loss ~$67-68M
Bloom slips 2 quarters: Vineland T5-T9 (2027) billing and Bloom go-live +2 qtrs (1 = on) | 0/1 | — | 0 | — | 0 |  |  |  | Capacity | Input
New-deal pricing for 2027+ new non-contract MW: multi-year $/IT MW-yr tranche + short-term tranche (1 = on) | 0/1 | — | 1 | — | 1 |  |  |  | Filings | Input | Q2'26 letter: new deals >$20M/MW, landmark $20-25M ACV/MW (basis likely IT, medium-low); <=6-month deals $40-50M/MW (one signed). Legacy (Q4'26) non-contract fleet stays on GPU-hour pricing
First quarter of new-deal pricing | idx | — | 13 | — | 13 |  |  |  | Filings | Input | Q1'27
NEW-DEAL GB300 $/GPU-hr (multi-year, IT reading) - the ONE linked new-deal price input | $/GPU-hr | 4.1849 | 3.7199 | 3.3712 | 3.7199 |  |  |  | GPU Market/Filings | Estimated | v0.7b from CONTRACTS: base $16M/IT MW = $3.72/GPU-hr (5-yr deals $14.5-16M: Microsoft ~$14.5M = $3.37, Astra ~$15.9M = $3.70); bull = mix-shift $18M ($4.18; ~60% of MW on 3-yr deals at ~$20M like IREN $4.65); bear $14.5M ($3.37). NOT calibrated to the 22-month payback. v0.7 was $22M ($5.12)
GB300 NVL72 GPUs per IT MW (new-deal calibration) | GPU/MW | — | 491 | — | 491 |  |  |  | Capacity | Estimated | gpu_mw_capex.xlsx base; 409 per gross MW
New-deal occupancy (multi-year take-or-pay) | % | — | 100% | — | 100% |  |  |  | Filings | Estimated | Take-or-pay = 100%
Multi-year GB300 ACV per IT MW-yr = ND_Px x ND_GPUMW_GB x 8,760 x ND_Occ (derived; do not overwrite - change ND_Px) | $M/IT MW-yr | — | 16 | — | 16 |  |  |  | Filings | Derived | IT reading $22M <-> $5.12/GPU-hr; gross reading (NDBasis 2) x 491/409 = $26.4M <-> $6.14
Multi-year $/MW path: 1 = v0.6 flat nominal within generation, then MYDecl/yr from MYDeclIdx (no per-chip ageing stacked); 0 = v0.5 Blackwell per-chip list path (double count) | 0/1 | — | 1 | — | 1 |  |  |  | Modeling | Estimated | Team consensus v0.6: -6%/yr was per-chip on-demand ageing; Rubin switch handled by Rubin_Prem x GPUs/MW only
Multi-year new-deal $/MW change per yr (within generation) | %/yr | -1.25% | -3% | -6% | -3% |  |  |  | Modeling | Estimated | Base flat through 2028 then -3%/yr; bear -6%/yr from 2027; bull -1.25%/yr from 2029 (base ratio -3/-6 applied to bull's -2.5% chip ageing)
First quarter of multi-year $/MW decline | idx | 21 | 21 | 13 | 21 |  |  |  | Modeling | Estimated | Base/bull Q1'29; bear Q1'27
STRESS: one-off 31% cut to new-deal $/MW once Rubin ships (never stacked with -6%/yr; sensitivity only) | 0/1 | — | 0 | — | 0 |  |  |  | Skeptic | Estimated
Stress cut | % | — | 31% | — | 31% |  |  |  | Skeptic | Estimated
Rubin new-deal $/MW = GB300 $/MW x Rubin_Prem x GPUMW_N / ND_GPUMW_GB (1 = v0.6; 0 = v0.5 single $/MW for all generations) | 0/1 | — | 1 | — | 1 |  |  |  | Modeling | Input | Rubin at 1.2x and 320 GPUs/IT MW: $17.2M/IT MW (IT reading), -22% vs GB300
Rubin new-deal revenue: 1 = direct $/IT MW-yr (RubinMW; v0.7, no IT/gross toggle); 0 = v0.6 GB300 x Rubin_Prem x 320/491 | # | — | 1 | — | 1 |  |  |  | Modeling | Input | IT/gross toggle applies to GB300-era deals only (avoids Filings-flagged double count)
Rubin multi-year ACV per IT MW-yr (new deals, signing at Rubin availability; then MYDecl path within generation) † | $M/IT MW-yr | 20 | 16.2 | 14.5 | 16.2 |  |  |  | GPU Market | Estimated | Two contracts: Anthropic-Nscale ~$16.2M/MW (6-yr, MW basis unknown); WhiteFiber-Prime Intellect 576 VR200 ~$108.2M/3 yrs = ~$7.15/GPU-hr ~ $20M/IT MW if packages counted (medium). v0.7c base $16.2M (Anthropic-Nscale) / bull $20M / bear $14.5M (v0.7b 18/20/16). Implied $/GPU-hr at 320: 5.78 / 7.13 / 5.17; ~1.55x GB300 $16M per GPU-hr at base
Rubin density for $/GPU-hr reference only (sensitivity; not used in revenue) | GPU/MW | — | 400 | — | 400 |  |  |  | Capacity | Estimated | 320 vs 400 packages/IT MW: reference only
Short-term (<=6-month) tranche share of TOTAL average active IT MW (from Q1'27) | % | — | 5% | — | 5% |  |  |  | GPU Market | Estimated | v0.5: 5% of total capacity (on-demand/self-serve ~4% of Q2'26 revenue; one short-term deal signed); tests 2% / 10%; 0% floor row
Short-term tranche mode: 1 = v0.5 share of TOTAL active MW x STOcc; 0 = v0.4 share of new 2027+ MW, no occupancy haircut | 0/1 | — | 1 | — | 1 |  |  |  | Modeling | Input
Deferred revenue release: 1 = v0.5 (6/30 balance on Reported split; new prepayments straight-line over DR_AmortQ); 0 = v0.4 (balance / DR_AmortQ geometric) | 0/1 | — | 1 | — | 1 |  |  |  | Modeling | Input
Short-term tranche occupancy between deals | % | — | 85% | — | 85% |  |  |  | GPU Market | Estimated | $45M x 85% ~ $38M per IT MW-yr effective yield
Multi-year GB300-equivalent ACV for UNSOLD new MW ($M/IT MW-yr; contracted backlog stays at MYRate; Rubin scales by the same ratio) | $M/IT MW-yr | — | 16 | — | 16 |  |  |  | Skeptic | Estimated | Headline sens $18 / $22 / $25 (Skeptic); default = MYRate; contracted vs unsold from RPO until Capacity site tags (Tuesday)
Remaining performance obligations at 6/30/26 | $M | — | 37490 | — | 37490 |  |  |  | Filings | Reported | Q2'26 6-K Note 2
Share of RPO recognised Jul'26-Jun'28 | % | — | 36% | — | 36% |  |  |  | Filings | Reported | Q2'26 Note 2 (~$13.5B)
6/30/26 deferred revenue - current (recognised within 12 months) | $M | — | 979.4 | — | 979.4 |  |  |  | Filings | Reported | Q2'26 6-K balance sheet; non-current $4,995.8M; total $5,975.2M; YE25 $1,577.5M (only $154.3M recognised in H1'26)
6/30/26 deferred revenue recognised within 24 months | $M | — | 2250 | — | 2250 |  |  |  | Filings | Estimated | $2.0-2.5B: months 13-24 at 1.0-1.5x the $979.4M current portion
Quarters to release the remainder of the 6/30 balance after month 24 | qtrs | — | 12 | — | 12 |  |  |  | Filings | Estimated | Strategic contracts recognised over 1-5 yrs; tail Q3'28-Q2'31 (2 qtrs after horizon fall into the DR run-off deduction)
New-deal $/MW basis: 1 = per IT MW [base; Filings: same axis as 2026 base $12M/MW ~ 250 MW active path, medium]; 2 = slide is per GROSS MW -> MYRate x ND_GrossX per IT MW | # | — | 1 | — | 1 |  |  |  | Filings | Estimated
Gross-to-IT conversion for new-deal $/MW (GPUs per IT MW / GPUs per gross MW = 491/409) | x | — | 1.2005 | — | 1.2005 |  |  |  | Capacity | Estimated | Capacity: 409 GPUs/gross MW vs 491/IT MW -> $22M per gross MW ~ $26.4M per IT MW
Short-term tranche $/IT MW-yr (near on-demand) | $M/IT MW-yr | 50 | 45 | 40 | 45 |  |  |  | Filings | Reported | Q2'26 letter: Q3 short-term deals >$40M; $40-50M range
Short-term tranche ($40-50M) on GB300-era capacity only (1 = v0.7; 0 = v0.6 any generation) | 0/1 | — | 1 | — | 1 |  |  |  | Filings | Input | $40-50M is a GB300 rate, not a Rubin rate
Short-term tranche recovers to list after post-Rubin cut (cut PxCyc for 3 qtrs after Rubin ships, then linear recovery over 2 qtrs) | 0/1 | 1 | 1 | 0 | 1 |  |  |  | GPU Market | Estimated | Bull 6.25% with recovery; base 22% with recovery; bear 31% no recovery. Reprices every 6 months
New-deal customer prepayments in liquidity (1 = on) | 0/1 | — | 1 | — | 1 |  |  |  | Filings | Reported | 70% of deals x 55% of capex = 38.5% of new-build capex, received at capex time, released to revenue over DR_AmortQ
Prepayment decay by signing period (1 = on; 0 = flat PrepayPct for all new non-hyperscaler deals) | 0/1 | — | 1 | — | 1 |  |  |  | Skeptic | Estimated | v0.5: Neolab/other new deals 38.5% before Rubin ships, 22.5% for 2028+ signings; bull keeps 38.5%; bear 0% beyond already signed
Prepayment % of new-build capex - other new deals, capex in 2027 (Rubin ships Q1'27) | % | 38.5% | 38.5% | 0% | 38.5% |  |  |  | Skeptic | Estimated | Capex leads signing by ~2-4 qtrs, so 2027 capex treated as pre-Rubin signings (input); bear 0% beyond already-signed
Prepayment % of new-build capex - other new deals, 2028+ signings (capex from PrepayIdx28) | % | 38.5% | 22.5% | 0% | 22.5% |  |  |  | Skeptic | Estimated | Bull keeps 38.5%; bear 0%
First capex quarter at the 2028+ prepayment rate | idx | — | 17 | — | 17 |  |  |  | Skeptic | Estimated | Q1'28
Prepayment % of related capex - NEW hyperscaler capacity (future IG / hyperscaler tranches) | % | 40% | 30% | 0% | 30% |  |  |  | GPU Market | Estimated | Range 20-40%: Microsoft-Nebius ~40% (~$7.0B of $17.39B), Microsoft-IREN ~20% (GPU Market, medium); bull 40%, bear 0%. Existing signed Microsoft/Meta tranches: 0% new prepayment (advances already in 6/30 DR $5,975M)
Closing deferred revenue at Q4'30 runs off as non-cash revenue after the horizon: deduct PV from EV (1 = on) | 0/1 | — | 1 | — | 1 |  |  |  | Modeling | Input | v0.5 cash double-count fix: terminal UFCF is EBITDA-based, so the unreleased prepaid balance would otherwise be counted as cash twice
Prepayment by customer type (1 = v0.5: signed Microsoft/Meta 0%, new hyperscaler HSPre, other deals at rate path; 0 = v0.4 flat PrepayPct on all new-build capex) | 0/1 | — | 1 | — | 1 |  |  |  | Modeling | Input
Prepayment base: 1 = new-build capex (GPU + shell + power) [v0.4]; 0 = total capex (v0.3) | 0/1 | — | 1 | — | 1 |  |  |  | Filings | Input
GPU history anchor: ~30,000 GPUs at 3/31/2025 (single quarter-end actual) - add gap vs Capacity file to fleet from Q1'25 (1 = on) | 0/1 | — | 1 | — | 1 |  |  |  | Filings | Reported | FY24 20-F: ~30,000 GPUs at 3/31/2025 (the ~38k was a target). Kansas City likely live Q1'25 at 5-15 MW (Capacity, Estimated) - gap carried as Hopper-era fleet
GPUs at 3/31/2025 (actual) | GPUs | — | 30000 | — | 30000 |  |  |  | Filings | Reported | FY24 20-F
Replacement capex at scenario GPU price path: cohort cost x (1 + annual list-price change of its gen)^(life yrs) (1 = on) | 0/1 | 0 | 0 | 1 | 0 |  |  |  | Modeling | Input | Bear on for internal consistency (bear rental prices fall 20-30%/yr; constant-$ replacement overstated capex vs revenue). Base/bull off (constant $, conservative); see Sensitivity
Hold product development + SG&A at FY28 % of revenue for FY29-30 (1 = on; sensitivity) | 0/1 | — | 0 | — | 0 |  |  |  | Modeling | Input | Default 0 = placeholder step-down (PD 8%->6%, SG&A 10%->7%)
Terminal capex: 1 = max(D&A, GPU replacement + non-GPU + growth reinvestment); 0 = D&A x MaintRatio (old) | 0/1 | — | 1 | — | 1 |  |  |  | Modeling | Input
Reserved book renewal pace (share of book repricing to current list per quarter from RenewIdx) | %/qtr | — | 12.5% | — | 12.5% |  |  |  | GPU Market | Estimated | Nebius reserved terms max 24 months (3/6/12 mo 2024; 6/12/24 on H200); Q2 letter >30% repricing on renewals. 50% of the reserved book renews within FY27 in ALL scenarios (12.5%/qtr from Q1'27, 100% by Q4'28). GPU Market archived pricing pages, Estimated
Renewal schedule start quarter (first quarter after 6/30) | idx | — | 11 | — | 11 |  |  |  | GPU Market | Estimated | Q1'27
Skeptic v3.2 path-tied capex base: first quarter liquidity < 0 | qtr | — | Q4'27 | — | Q4'27 |  |  |  | Skeptic | Estimated | /workspace/nebius/skeptic/skeptic_03_depreciation.xlsx; Skeptic path run uses CONSENSUS EBITDA
Skeptic v3.2 base YE27 liquidity | $B | — | -0.15 | — | -0.15 |  |  |  | Skeptic | Estimated
Skeptic v3.2 base YE28 liquidity | $B | — | -6.8 | — | -6.8 |  |  |  | Skeptic | Estimated
Skeptic v3.2 low: first quarter < 0 | qtr | — | never thru 2030 | — | never thru 2030 |  |  |  | Skeptic | Estimated
Skeptic v3.2 low YE27 liquidity | $B | — | 7.1 | — | 7.1 |  |  |  | Skeptic | Estimated
Skeptic v3.2 low YE28 liquidity | $B | — | 1.5 | — | 1.5 |  |  |  | Skeptic | Estimated
Skeptic v3.2 high: first quarter < 0 | qtr | — | Q3'27 | — | Q3'27 |  |  |  | Skeptic | Estimated
Skeptic v3.2 high YE27 liquidity | $B | — | -7.4 | — | -7.4 |  |  |  | Skeptic | Estimated
Skeptic v3.2 high YE28 liquidity | $B | — | -15.6 | — | -15.6 |  |  |  | Skeptic | Estimated
Skeptic v3.2 consensus-capex run: first quarter < 0 | qtr | — | Q2'27 | — | Q2'27 |  |  |  | Skeptic | Estimated
Skeptic v3.2 consensus-capex YE27 liquidity | $B | — | -9.9 | — | -9.9 |  |  |  | Skeptic | Estimated
Skeptic v3.2 DCF EV at 4-yr life | $B | — | negative | — | negative |  |  |  | Skeptic | Estimated
Skeptic v3.2 DCF EV at 5-yr life | $B | — | 2.3 | — | 2.3 |  |  |  | Skeptic | Estimated | vs $74.7B market EV
Skeptic v3.2 DCF EV at 6-yr life | $B | — | 16.3 | — | 16.3 |  |  |  | Skeptic | Estimated
Skeptic price-cycle leg FY27 revenue (50% renewal) | $M | — | -340 | — | -340 |  |  |  | Skeptic | Estimated
Skeptic price-cycle leg FY27 revenue (100% renewal) | $M | — | -782 | — | -782 |  |  |  | Skeptic | Estimated
Skeptic price-cycle leg FY28 revenue | $M | — | -1600 | — | -1600 |  |  |  | Skeptic | Estimated
Capacity server+network cost per GPU - low | $/GPU | — | 45000 | — | 45000 |  |  |  | Capacity | Estimated | servers + network
Capacity server+network cost per GPU - high | $/GPU | — | 60000 | — | 60000 |  |  |  | Capacity | Estimated
Data hall + power/cooling portion of owned capex per IT MW (not replaced on the GPU cycle) | $M/MW | — | 12.5 | — | 12.5 |  |  |  | Capacity | Derived | gpu_mw_capex.xlsx CapexPerMW: GB300/VR owned base DC shell+power $12.5M/IT MW (range 8-17.6); owned GB300 53 = 34.1 servers + 6.1 network + 12.5 hall; owned VR 56 = 43.5 + 12.5. v0.7 was 11.25
Price-cycle leg: one-off post-launch cut on prior gen (Rubin 1H27 hits Blackwell) | 0/1 | 1 | 1 | 1 | 1 |  |  |  | GPU Market | Input | v0.4: on in all scenarios (bull 6.25% / base 22% / bear 31%). On-demand immediately; reserved at renewal; take-or-pay unaffected
Price-cycle cut in $/GPU-hr over 12 months after new-gen launch (Blackwell, from Rubin) | % | 6.25% | 22% | 31% | 22% |  |  |  | GPU Market | Estimated | GPU Market gpu_price_history.xlsx, on-demand list, Estimated. Base 22% = H200 median $5.15 (Dec-24) -> $4.04 (Sep-25); bear 31% = Nebius B200 $8.50 premium closes to $7.49 median then 22% swing (~$5.84); bull 6.25% = midpoint 0-12.5% (H100 median flat $3.44 Jun-25..Mar-26 after B200 GA; B200 -2% since CoreWeave Rubin launch Sep-30-26)
Price-cycle start quarter (Rubin launch) | idx | — | 13 | — | 13 |  |  |  | GPU Market | Estimated | Q1'27 (1H27)
Capacity & power
Forecast MW haircut (x driver MW) | x | 1 | 1 | 0.85 | 1 |  |  |  | Skeptic | Placeholder | Bear case: execution slippage on site ramps
Additional forecast MW slip (Skeptic overlay) | qtrs | 0 | 0 | 0 | 0 |  |  |  | Skeptic | Placeholder | 0 in all scenarios; energized low already embeds bear slippage; stress = EnLag 2
PUE (facility MW / IT MW) | x | 1.2 | 1.25 | 1.35 | 1.25 |  |  |  | Capacity | Estimated | Converts facility-basis site MW to IT MW and IT load to grid power; modern liquid-cooled AI DC ~1.15-1.35
Average IT draw / IT capacity | % | — | 80% | — | 80% |  |  |  | Capacity | Placeholder | Power-cost driver
GPUs per IT MW - Hopper (H100/H200) | GPU/MW | — | 713 | — | 713 |  |  |  | Capacity | Estimated | ~1.47 kW per GPU all-in IT (HGX H100 ~10.2 kW/8 GPUs + ~15% network/storage); not disclosed by Nebius
GPUs per IT MW - Blackwell (B200/B300/GB200/GB300) | GPU/MW | — | 500 | — | 500 |  |  |  | Capacity | Estimated | ~2.1 kW per GPU all-in IT (GB200 NVL72 ~132 kW/72 + overhead); not disclosed
GPUs per IT MW - Next-gen (Vera Rubin) | GPU/MW | — | 320 | — | 320 |  |  |  | Capacity | Placeholder | ~3.0 kW per GPU all-in IT assumed; awaiting NVIDIA VR NVL144 rack power data
Pricing (chip-level list prices on Pricing tab)
Reserved/commit discount vs on-demand | % | 25% | 35% | 35% | 35% |  |  |  | GPU Market | Derived | nebius.com/prices: 'Pay up to 35% less than on-demand' -> reserved floor = OD x (1-35%)
Forecast list-price multiplier (on-demand, reserved, spot) | x | 1.05 | 1 | 0.9 | 1 |  |  |  | GPU Market | Placeholder | Scenario lever on books (b) and (c); book (a) contracts are fixed $/MW-yr
Price path: 1 = v0.4 (one-off post-Rubin Blackwell cut, then annual decline from year 2: Blackwell from PxCycIdx+4, Next-gen from NextLaunchIdx+4); 0 = v0.3 (annual change from PxBaseIdx) | 0/1 | — | 1 | — | 1 |  |  |  | GPU Market | Input
Bear stress: power loosens 2028 - steeper Blackwell/Next-gen decline from PwrLooseIdx (1 = on) | 0/1 | — | 0 | — | 0 |  |  |  | Skeptic | Placeholder | Stress toggle; pending Skeptic's source
Annual list-price change when power loosens | %/yr | — | -15% | — | -15% |  |  |  | Skeptic | Placeholder | Placeholder pending Skeptic's source
Power-loosening start quarter | idx | — | 17 | — | 17 |  |  |  | Skeptic | Placeholder | Q1'28
Annual list-price change - Hopper | %/yr | -5% | -15% | -30% | -15% |  |  |  | GPU Market | Placeholder | Applied from PxBaseIdx; bear owned by Skeptic
Annual list-price change - Blackwell (year 2 onward, after post-Rubin cut) | %/yr | -2.5% | -6% | -9.5% | -6% |  |  |  | GPU Market | Estimated | GPU Market, from archived list prices: bull -2.5% / base -6% / bear -9.5% per yr from year 2, plus one-off post-Rubin cut (PxCyc 6.25/22/31%). v0.3 was -10% / 0% / -25% from Q4'26
Annual list-price change - Next-gen (year 2 onward after launch) | %/yr | -2.5% | -6% | -9.5% | -6% |  |  |  | GPU Market | Estimated | GPU Market, from archived list prices: bull -2.5% / base -6% / bear -9.5%. v0.3 was -1.7% / -5% / -20% from Q4'26
First quarter on new (Oct 1 2026) list prices | idx | — | 12 | — | 12 |  |  |  | GPU Market | Reported | nebius.com/prices 'Effective October 1, 2026' column -> Q4'26 (idx 12)
GB200/GB300 NVL72 price premium vs HGX B300 | x | — | 1.22 | — | 1.22 |  |  |  | GPU Market | Derived | Nebius = 'Contact us'. Proxy: CoreWeave GB200 $10.50 vs B200 $8.60 per GPU-hr (Oct 4 2026 snapshot)
Vera Rubin $/GPU-hr multiple vs GB300 - DERIVED (v0.7c): Rubin priced directly per IT MW (RubinMW); multiple = (RubinMW/GPUMW_N)/(MYRate/ND_GPUMW_GB) | x | — | 1.5536 | — | 1.5536 |  |  |  | GPU Market | Derived | v0.7b input 1.2x removed (it no longer drove any output under RubinMode 1); now an output, used only by the on-demand list-price placeholder for Rubin chips
Launch-premium driver on (0/1) | 0/1 | — | 1 | — | 1 |  |  |  | GPU Market | Input | Toggle kept; default premium 0% / head-start 0 months
Nebius launch premium on new generation vs peers | % | — | 0% | — | 0% |  |  |  | GPU Market | Derived | GPU Market & Comps: Nebius trails CoreWeave by 2-6 months each generation since H200 and launched at/below peer prices -> 0%
Head-start window for launch premium | months | — | 0 | — | 0 |  |  |  | GPU Market | Derived | As above -> 0 months
Next-gen (Rubin) launch quarter | idx | — | 13 | — | 13 |  |  |  | GPU Market | Estimated | Meta #2 Vera Rubin from early 2027
Microsoft tranche billing ramp: quarters from delivery to full run-rate | qtrs | 3 | 4 | 5 | 4 |  |  |  | Capacity/Modeling | Derived | Calibrated: Q2'26 MS revenue ~$121M = T1 (3/4) + T2 (2/4) x $96.6M/qtr (equal split); ramp defers, not recovered (conservative)
Price realization vs list - on-demand (book c) | x | 1 | 0.95 | 0.85 | 0.95 |  |  |  | GPU Market | Estimated | bear 0.85 / base 0.95 / bull 1.00
Price realization vs on-demand list - reserved/commit (book b) | x | 0.85 | 0.72 | 0.65 | 0.72 |  |  |  | GPU Market | Estimated | bear 0.65 / base 0.72 / bull 0.85 (list floor = OD x 0.65)
Forecast utilization - on-demand book (c) | % | 90% | 75.03% | 65% | 75.03% |  |  |  | GPU Market | Placeholder | Base linked to Q2-26 calibrated utilization, bounded to 40-100% for the FORECAST only (calibration itself is flagged, not forced)
Forecast utilization - reserved/commit book (b) | % | 95% | 75.03% | 75% | 75.03% |  |  |  | GPU Market | Placeholder | Base linked to Q2'26 calibrated utilization
Billable utilization - spot/preemptible | % | 50% | 40% | 30% | 40% |  |  |  | GPU Market | Placeholder
Post-term merchant utilization (residual value of contract GPUs) | % | 70% | 65% | 60% | 65% |  |  |  | Skeptic/GPU Market | Placeholder | Bear = A100 decay proxy at ~60% utilization (Skeptic)
Hyperscaler take-or-pay contracts (tranche detail on Contracts tab)
Microsoft committed TCV | $M | — | 17392.9 | — | 17392.9 |  |  |  | Filings | Reported | 6-K Sep 8 2025 + 20-F FY25 Note 1: committed fees up to $17,392.9M, 5-yr, Vineland NJ, tranches 2025-26; up to ~$19.4B with extra capacity
Microsoft dedicated IT MW (total across 9 tranches) | MW | — | 240 | — | 240 |  |  |  | Capacity | Estimated | Equal-size ASSUMPTION ~26.7 IT MW per tranche (not disclosed); Vineland 300 MW gross
Microsoft tranche count (base contract) | # | — | 9 | — | 9 |  |  |  | Filings | Reported | 20-F FY25: nine tranches during 2025-2026
ACV per MW - 2026 base capacity | $M/MW-yr | — | 12 | — | 12 |  |  |  | Filings | Reported | Q2'26 shareholder letter p.1 chart: '2026 base ~$12M' ACV per MW (approximate)
ACV per MW - Q2'26 deals / new-gen capacity | $M/MW-yr | — | 22.5 | — | 22.5 |  |  |  | Filings | Derived | Q2'26 letter: $20-25M ACV per MW (midpoint)
Vineland T5-T9 billing aligned to Capacity v2 (1 = full run-rate from the Capacity billing-start quarter, no extra ramp / mid-quarter haircut; 0 = v0.7c RampMS + DelivFactor) | 0/1 | — | 1 | — | 1 |  |  |  | Capacity | Estimated | Capacity v2 billing start = Bloom energization + >=1 qtr (lag already in the date): T5-T6 Q2'27, T7-T9 Q3'27 base -> FY27 $1,159.5M at $96.6M/tranche-qtr. v0.7c applied a further 4-qtr ramp + 50% start quarter -> $447M
Revenue factor in delivery quarter | x | — | 0.5 | — | 0.5 |  |  |  | Modeling | Estimated | Mid-quarter convention
Microsoft/Vineland power ceiling before Bloom (gross MW) | MW | — | 122.9 | — | 122.9 |  |  |  | Capacity | Estimated | 62 rented Caterpillar gensets x 1.98 MW = 122.8 MW gross (Capacity & Power)
Bloom fuel cells live at Vineland (0/1 toggle) | 0/1 | — | 1 | — | 1 |  |  |  | Capacity | Input | 1 = ceiling lifted from BloomIdx; 0 = genset cap forever
Quarter Bloom fuel cells go live | idx | 13 | 14 | 15 | 14 |  |  |  | Capacity | Estimated | Bull Q1'27 / base Q2'27 / bear Q3'27 (tranches 5-9 need Bloom)
Microsoft revenue ceiling check level | $M/qtr | — | 350 | — | 350 |  |  |  | Capacity/Skeptic | Estimated | ~$350M/qtr at genset-limited power (check row only)
Q2'26 24% customer = 1 Meta (default) / 2 Microsoft | # | — | 1 | — | 1 |  |  |  | Filings | Input | Q2'26: customers C/D/E = 24%/21%/14% of revenue (names not disclosed)
Microsoft Q2'26 revenue run rate (bridge start) | $M/qtr | — | 120.729 | — | 120.729 |  |  |  | Filings | Derived | 21% (if Meta = 24%) or 24% of Q2 AI cloud revenue $574.9M -> ~$121M / ~$138M
Meta #1 quarterly revenue (flat) | $M/qtr | — | 144.035 | — | 144.035 |  |  |  | Filings | Derived | $2,880.7M total (Reported) / 20 quarters
Q4 bridge: Oct-1 list-price uplift - low | $M/qtr | — | 40 | — | 40 |  |  |  | GPU Market | Derived | GPU Market & Comps: $40-125M/qtr
Q4 bridge: Oct-1 list-price uplift - high | $M/qtr | — | 125 | — | 125 |  |  |  | GPU Market | Derived
Oklahoma (7 DC roles, live-looking) - IT MW from Q4'26 [Bull col = high, Base, Bear col = low] | MW | 0 | 0 | 0 | 0 |  |  |  | Capacity | Placeholder | PLACEHOLDER - Capacity & Power low/base/high, due Tue Oct 6
Minnesota (RMA roles, likely colo live) - IT MW from Q4'26 | MW | 0 | 0 | 0 | 0 |  |  |  | Capacity | Placeholder | PLACEHOLDER - due Tue Oct 6
Other unidentified colo - IT MW from Q4'26 | MW | 0 | 0 | 0 | 0 |  |  |  | Capacity | Placeholder | PLACEHOLDER - due Tue Oct 6
Vineland PUE used for genset ceiling | x | — | 1.2 | — | 1.2 |  |  |  | Capacity | Estimated | Capacity file 'Vineland tranche track'
Reserved/commit repricing lag (renewal) vs on-demand list | qtrs | 2 | 4 | 6 | 4 |  |  |  | GPU Market | Estimated | List changes hit on-demand immediately; reserved reprices on renewal
Q2'26 revenue mix - hyperscaler take-or-pay (calibration target) | % | — | 45% | — | 45% |  |  |  | GPU Market | Estimated | Range 40-46% (medium/low confidence)
Q2'26 revenue mix - reserved/committed (calibration target) | % | — | 50% | — | 50% |  |  |  | GPU Market | Estimated | Range 44-57%
Q2'26 revenue mix - on-demand + Token Factory (calibration target) | % | — | 4% | — | 4% |  |  |  | GPU Market | Estimated | Range 1.3-9%
Skeptic/Capacity estimate of unseen billing MW - low (check only) | MW | — | 83 | — | 83 |  |  |  | Skeptic/Capacity | Estimated | Shown as a check against the bridge-implied MW, not used in calculations
Skeptic/Capacity estimate of unseen billing MW - high (check only) | MW | — | 200 | — | 200 |  |  |  | Skeptic/Capacity | Estimated
Bear: GPU price at age 5 vs today's list (cut) | % | — | 35% | — | 35% |  |  |  | Skeptic | Estimated | Skeptic: 22-48% below today's list (A100 2022-peak to 2025-low path); midpoint 35%
Late-delivery liquidated damages (% of scheduled qtr revenue per late quarter) | % | — | 0% | — | 0% |  |  |  | Skeptic/Capacity | Placeholder | Contract LD terms not disclosed
Other revenue
Other businesses revenue growth (Avride, TripleTen, net of elims) | %/qtr | 3% | 2% | 0% | 2% |  |  |  | Filings | Placeholder | Q2'26: Avride $1.0M + TripleTen $10.0M - elim $3.6M = $7.4M
Operating costs (ex-SBC)
All-in power price | $/MWh | 65 | 75 | 90 | 75 |  |  |  | Capacity | Placeholder | Blended across sites; not disclosed
Leased/colo/build-to-suit rent (shell + power infrastructure) | $M/gross MW-yr | 2 | 2.25 | 2.5 | 2.25 |  |  |  | Capacity | Estimated | Capacity & Power: $2.0-2.5M per gross MW-yr (market $165-205/kW-month); applied to leased IT MW x PUE; deducted from EBITDA
Vineland power cost (Bloom fuel-cell PPA / gensets) - opex | $M/gross MW-yr | 0.9 | 1.1 | 1.6 | 1.1 |  |  |  | Capacity | Derived | Capacity & Power: ~$1.1M per gross MW-yr, range $93-185/MWh (low confidence); PPA = opex not capex
Other cost of revenue (network, staff, support) | % rev | 5% | 6% | 8% | 6% |  |  |  | Modeling | Placeholder | Calibrate to reported COR (Q2'26 23% of revenue incl. rent/power)
Share-based compensation | % rev | — | 4% | — | 4% |  |  |  | Filings | Estimated | Excluded from adj. EBITDA; below-EBITDA charge
Capex & depreciation
All-in cost per GPU - Hopper (server, network, storage) | $/GPU | — | 35000 | — | 35000 |  |  |  | GPU Market | Placeholder | x GPUs/MW = ~$24M per IT MW
All-in cost per GPU - Blackwell | $/GPU | — | 60000 | — | 60000 |  |  |  | GPU Market | Placeholder | x 475/MW = ~$28.5M per IT MW (vs Capacity colo-case ~$30M/IT MW)
All-in cost per GPU - Next-gen | $/GPU | — | 90000 | — | 90000 |  |  |  | GPU Market | Placeholder
IT capex per IT MW (method 2, colo case) | $M/MW | — | 30 | — | 30 |  |  |  | Capacity | Estimated | Capacity: ~$30M per IT MW (~$25M per gross MW)
Owned shell/building capex per IT MW (30% of data hall; book life Life_Shell 20y; no cash replacement in horizon) | $M/MW | — | 3.75 | — | 3.75 |  |  |  | Capacity | Placeholder | PLACEHOLDER 30/70 split of $12.5M pending Capacity sourced split (Tue); v0.7 4.0. Land not depreciated
Owned power/cooling/electrical capex per IT MW (70% of data hall; book life Life_Pow 10y; cash-replaced at year 10) | $M/MW | — | 8.75 | — | 8.75 |  |  |  | Capacity | Placeholder | PLACEHOLDER 30/70 split (20-F infrastructure 3-10y line, Estimated); v0.7 6.0
IT/GPU (and rest) capex lead vs MW BILLING (qtrs; 1 or 2) | qtrs | — | 2 | — | 2 |  |  |  | Capacity | Estimated | v0.4 split lead (gpu_mw_capex.xlsx): GPUs/rest 1-2 qtrs ahead of billing (default 2); shell/power via DCLead 3. v0.3 used uniform 3 (sensitivity). Evidence: 6/30 assets-not-in-use $7.84B; FY26 capex guide $20-25B. GPU depreciation lag = PISLag + GPULead - 1 for forecast cohorts (starts at billing). First-negative quarter Q2'27 vs Q3'27 PROVISIONAL pending June MW
Placed-in-service lag: capex quarter -> depreciation start | qtrs | 1 | 1 | 0 | 1 |  |  |  | Filings/Skeptic | Estimated | Separate from billing lag. Bear 0 = depreciation starts at energization (unremediated material weakness over depreciation start dates, FY24 & FY25 20-F; adverse ICFR opinion, Reanda)
Mgmt CONNECTED power -> billing lag (MW source 3 only) | qtrs | 1 | 1 | 2 | 1 |  |  |  | Capacity | Estimated | Call transcript: 'a few months' from CONNECTED power to revenue -> 1-2 qtrs
FY26 depreciation benefit from 4->5 yr life change (guided) | $M | — | 167.6 | — | 167.6 |  |  |  | Filings | Reported | 20-F p.56 / Q2'26 Note 1
H200 self-serve availability (Feb 4 2025) | idx | — | 5 | — | 5 |  |  |  | GPU Market | Reported
B200 GA (Jun 11 2025) | idx | — | 6 | — | 6 |  |  |  | GPU Market | Reported
GB300/B300 in customer use (Dec 17 2025) | idx | — | 8 | — | 8 |  |  |  | GPU Market | Reported
Vera Rubin availability (not yet; placeholder) | idx | — | 14 | — | 14 |  |  |  | GPU Market | Placeholder | Not yet available as of Oct 4 2026
Consensus Q4'26 revenue | $M | — | 1450 | — | 1450 |  |  |  | Skeptic | Estimated | Consensus, /workspace/nebius/skeptic/01_priced_in.xlsx (Oct 2 2026, medium confidence)
Q2'26 group revenue (bridge start) | $M | — | 582.3 | — | 582.3 |  |  |  | Filings | Reported | Q2'26 6-K
New-deal rate low (bridge MW implied) | $M/MW-yr | — | 20 | — | 20 |  |  |  | GPU Market | Derived
New-deal rate high | $M/MW-yr | — | 25 | — | 25 |  |  |  | GPU Market | Derived
Base revenue rate | $M/MW-yr | — | 12 | — | 12 |  |  |  | GPU Market | Derived
Capex toggle: 1 = consensus (FY27 = $29.1B via IT overlay cohort), 2 = path-consistent | # | — | 2 | — | 2 |  |  |  | Modeling | Input | Path-consistent = Capacity energized path x capex per MW; GPU capex lands GPULead (1) qtr before billing (GPUs ship once site has power)
Capitalized interest as % of gross convert + secured interest (forecast) | % | 37.4% | 37.4% | 37.4% | 37.4% |  |  |  | Filings | Derived | Q2'26: 40.2 / 107.5 (Note 12); non-cash PP&E addition, reduces P&L interest, depreciated over CapIntLife
Depreciation life of capitalized interest | yrs | — | 5 | — | 5 |  |  |  | Modeling | Estimated | Follows server life
Release of Q2'26 assets-not-in-use into service in Q3'26 | % | — | 60% | — | 60% |  |  |  | Capacity/Filings | Estimated | Jul-Aug Vineland tranches T3-T4 + Q2 deployments
Release of Q2'26 assets-not-in-use into service in Q4'26 | % | — | 40% | — | 40% |  |  |  | Capacity/Filings | Estimated
Q3'26 transfer into service - actual (enter when Q3 reported) | $M | — |  | — | 0 |  |  |  | Filings | Placeholder | From Q3'26 Note 7
Q3'26 transfer threshold for 'large transfer' check | $M | — | 3000 | — | 3000 |  |  |  | Filings | Estimated | Expect large transfer after Jul-Aug Vineland tranches
Shell/power capex lead vs MW BILLING (qtrs) | qtrs | — | 3 | — | 3 |  |  |  | Capacity | Estimated | v0.4 split lead (gpu_mw_capex.xlsx): shell + power ~$10-12.5M/MW spent ~3 qtrs ahead of billing; depreciation from energization (PISLag + DCLead - 2 for forecast cohorts)
Maintenance/other capex | % rev | — | 2% | — | 2% |  |  |  | Modeling | Placeholder
Historical capex split - IT/GPU share | % | — | 80% | — | 80% |  |  |  | Filings | Placeholder | Split not disclosed; drives historical depreciation cohorts
Historical capex split - shell/building share | % | — | 8% | — | 8% |  |  |  | Filings | Placeholder
Historical capex split - power/electrical share | % | — | 12% | — | 12% |  |  |  | Filings | Placeholder
Useful life - Hopper vintage | yrs | 6 | 5 | 4 | 5 |  |  |  | Filings/Skeptic | Reported | Servers & network 5 yrs from 1/1/2026 (was 4) - 20-F FY25 p.F-15; bull 6 / bear 4 (Skeptic) ¦ GPU Market archived A100 list data: neocloud A100 composite $1.23 -> $2.00 (Nov 2020 -> Oct 2026); hyperscaler composite -1.8%/yr (Estimated support for 5-6 yr economic life)
Useful life - Blackwell vintage | yrs | 6 | 5 | 4 | 5 |  |  |  | Filings/Skeptic | Reported | Company policy 5 yrs; bull 6 / bear 4 ¦ GPU Market archived A100 list data: neocloud A100 composite $1.23 -> $2.00 (Nov 2020 -> Oct 2026); hyperscaler composite -1.8%/yr (Estimated support for 5-6 yr economic life)
Useful life - Next-gen vintage | yrs | 6 | 5 | 4 | 5 |  |  |  | Filings/Skeptic | Reported | Company policy 5 yrs; bull 6 / bear 4
GPU life override for ALL vintages (0 = use per-vintage) | yrs | — | 0 | — | 0 |  |  |  | Modeling | Input | Set 4/5/6 to flex all vintages; Sensitivity tab shows 4/5/6 regardless
Useful life - buildings/shell | yrs | — | 20 | — | 20 |  |  |  | Filings | Reported | 20-F FY25: buildings 20 yrs
Useful life - power/electrical/infrastructure systems | yrs | — | 10 | — | 10 |  |  |  | Filings | Estimated | 20-F FY25: infrastructure systems 3-10 yrs (upper end)
Useful life - maintenance/other capex | yrs | — | 5 | — | 5 |  |  |  | Modeling | Estimated
Impairment quarter index - Hopper (0 = none) | idx | — | 0 | — | 0 |  |  |  | Skeptic | Placeholder | e.g. 14 = Q2'27; write-down of remaining NBV of vintage cohorts placed up to that quarter
Impairment % of NBV - Hopper | % | — | 0% | — | 0% |  |  |  | Skeptic | Placeholder
Impairment quarter index - Blackwell (0 = none) | idx | — | 0 | — | 0 |  |  |  | Skeptic | Placeholder
Impairment % of NBV - Blackwell | % | — | 0% | — | 0% |  |  |  | Skeptic | Placeholder
Impairment quarter index - Next-gen (0 = none) | idx | — | 0 | — | 0 |  |  |  | Skeptic | Placeholder
Impairment % of NBV - Next-gen | % | — | 0% | — | 0% |  |  |  | Skeptic | Placeholder
Opening (pre-2024) Hopper gross cost | $M | — | 142.4 | — | 142.4 |  |  |  | Filings | Derived | Proxy = Q1'24 reported D&A 8.9 x 16 quarters (4-yr life then in force)
Other D&A (intangibles, software) per quarter | $M/qtr | — | 5 | — | 5 |  |  |  | Filings | Placeholder | Acquired intangibles (Tavily, Clarifai, Eigen AI) not split out
Customer prepayments / deferred revenue
Deferred revenue at Q2'26 (current + non-current) | $M | — | 5975.2 | — | 5975.2 |  |  |  | Filings | Reported | Q2'26 interim FS: 979.4 current + 4,995.8 non-current
Deferred revenue at Q4'25 | $M | — | 1577.5 | — | 1577.5 |  |  |  | Filings | Reported | 275.5 + 1,302.0
FY2026 customer prepayments guided | $M | — | 9000 | — | 9000 |  |  |  | Filings | Reported | Q2'26 letter: 'over $9 billion in customer prepayments in 2026' (lower bound)
New prepayments as % of capex (post 6/30) | % | 45% | 38.5% | 25% | 38.5% |  |  |  | Filings/Skeptic | Derived | 70% of deals x 55% of capex (Q2'26 letter: 50-60% of capex self-financed). Only NEW prepayments are cash; $5.975B opening DR is recognition only
NEW prepayment release period (straight-line from billing start) | qtrs | — | 16 | — | 16 |  |  |  | Modeling | Estimated | v0.5: multi-year tranches 3-5 yrs -> 4 yrs; slow burn-off (6/30 balance has its own Reported-split schedule)
Financing & capital structure (convert tranches on Financing tab)
$775M asset-backed secured facility (SOFR+2.50%) drawn? 0 = $0 drawn (v0.7 base; drawn amount undisclosed), 1 = $775M (sensitivity) | 0/1 | — | 0 | — | 0 |  |  |  | Filings | Input | Drives cash, debt, interest AND runway consistently. Skeptic rerun basis includes it ($14.6B start)
Runway: include remaining ATM (~12.27M sh at SharePx) | 0/1 | — | 0 | — | 0 |  |  |  | Filings | Input | Excluded by default
Aug-2026 converts gross ($3.45B 2030s + $2.30B 2034s) | $M | — | 5750 | — | 5750 |  |  |  | Filings | Reported | CapStructure
Unrestricted cash 6/30/26 | $M | — | 8042.1 | — | 8042.1 |  |  |  | Filings | Reported | Excludes $1,056M restricted
Restricted cash 6/30/26 (excluded) | $M | — | 1056 | — | 1056 |  |  |  | Filings | Reported
Older converts carrying, pro forma for Aug exchange | $M | — | 7697.1 | — | 7697.1 |  |  |  | Filings | Derived | Sum of 6/30 carrying (8,499.0) less 87.5% of 2029/2031 carrying exchanged (801.9)
Debt, current 6/30/26 | $M | — | 46.7 | — | 46.7 |  |  |  | Filings | Reported
Skeptic rerun: starting liquidity | $B | — | 14.6 | — | 14.6 |  |  |  | Skeptic | Estimated | Same basis (cash + Aug gross + loan)
Skeptic rerun: liquidity end Q1'27 | $B | — | 1.1 | — | 1.1 |  |  |  | Skeptic | Estimated
Skeptic rerun: liquidity end Q2'27 | $B | — | -2.7 | — | -2.7 |  |  |  | Skeptic | Estimated
Skeptic rerun: liquidity YE27 | $B | — | -9.9 | — | -9.9 |  |  |  | Skeptic | Estimated
Skeptic v2 FY27 revenue - low (1-qtr lag) | $M | — | 7000 | — | 7000 |  |  |  | Skeptic | Estimated
Skeptic v2 FY27 revenue - base | $M | — | 9900 | — | 9900 |  |  |  | Skeptic | Estimated
Skeptic v2 FY27 revenue - high | $M | — | 12900 | — | 12900 |  |  |  | Skeptic | Estimated
Skeptic v2 FY27 revenue - stress (2-qtr lag) | $M | — | 7600 | — | 7600 |  |  |  | Skeptic | Estimated
Skeptic v2 FY28 revenue | $M | — | 25300 | — | 25300 |  |  |  | Skeptic | Estimated
Skeptic v2 EV / FY27 EBITDA - Nebius | x | — | 11.1 | — | 11.1 |  |  |  | Skeptic | Estimated
CoreWeave EV / FY27 EBITDA | x | — | 4.8 | — | 4.8 |  |  |  | Skeptic | Estimated
Q2'26 revenue per GPU-hour of capacity (check) | $/GPU-hr | — | 3.27 | — | 3.27 |  |  |  | GPU Market | Derived | $2.30B / 80,400 GPUs / 8,760
Q2'26 annualized AI revenue per $ avg in-service servers (check) | x | — | 0.46 | — | 0.46 |  |  |  | Filings | Derived | 2.30 / avg(4.69, 5.20)
Gross servers & network in service 6/30/26 | $M | — | 5197.7 | — | 5197.7 |  |  |  | Filings | Reported | Note 7
Q2'26 revenue per energized MW (check) | $M/MW-yr | — | 11.9 | — | 11.9 |  |  |  | Capacity/GPU Market | Derived | 2.2996B / 193 MW (raw Q2'26 site sum, Checks B31) = 11.9; was 13 on ~173 MW (changed 2026-10-09)
Minimum cash balance | $M | — | 2000 | — | 2000 |  |  |  | Modeling | Placeholder | Funding plug trigger
Interest income yield on cash | % | — | 3.5% | — | 3.5% |  |  |  | Modeling | Placeholder
SOFR (forward avg) | % | — | 4% | — | 4% |  |  |  | Filings | Placeholder
Secured term loan spread | % | — | 2.5% | — | 2.5% |  |  |  | Filings | Reported | Jul-2026 $775M secured term loan at SOFR+2.50% (6-K/A Jul 17 2026)
Secured term loan amount | $M | — | 775 | — | 775 |  |  |  | Filings | Reported | Signed 7/10/26; Nebius Compute II; MUFG lead
Secured loan draw quarter | idx | — | 11 | — | 11 |  |  |  | Filings | Reported | Q3'26
Secured loan maturity quarter | idx | — | 28 | — | 28 |  |  |  | Filings | Reported | Matures 10/31/2030 (Q4'30); amortization not disclosed -> bullet assumed
New debt (funding plug) spread over SOFR | % | — | 3% | — | 3% |  |  |  | Filings | Placeholder
Funding gap filled with debt (rest = equity) | % | 60% | 50% | 30% | 50% |  |  |  | Modeling | Placeholder
Equity issuance discount to share price | % | — | 3% | — | 3% |  |  |  | Modeling | Placeholder
Aug-2026 convert net proceeds | $M | — | 5680 | — | 5680 |  |  |  | Filings | Reported | Pricing PR Aug 19 2026: ~$5.68B if options fully exercised (they were)
Shares issued in Aug-2026 exchange of 2029/2031 notes | M sh | — | 15.7694 | — | 15.7694 |  |  |  | Filings | Derived | v0.9e: 15,769,388 [D] = Ex.4.5 formula (exchange price x $400M + accrued interest 30/360 76d [E]) / $223.90 [R], per series (Filings fd_share_bridge.xlsx rows 7-8); company 'approximately 15.8M' [R]; was 15.77
Exchange settlement quarter | idx | — | 11 | — | 11 |  |  |  | Filings | Reported | Q3'26 (Aug 24 2026)
ATM shares sold Q3'26 | M sh | — | 0 | — | 0 |  |  |  | Filings | Not disclosed | No post-6/30 ATM sales disclosed; ~0 in July (AGM record-date count); 12.27M remaining
Convert dilution method (1 if-converted all, 2 ITM only, 3 net-share) | # | — | 2 | — | 2 |  |  |  | Modeling | Input | Notes settle in cash/shares/combination at Nebius's election
NVIDIA pre-funded warrant shares | M sh | — | 21.0659 | — | 21.0659 |  |  |  | Filings | Reported | SPA 3/11/26, $0.0001 exercise; in basic EPS count but not in issued/outstanding
Warrant issue quarter | idx | — | 9 | — | 9 |  |  |  | Filings | Reported | Q1'26
Share options outstanding | M sh | — | 6.7406 | — | 6.7406 |  |  |  | Filings | Reported | Q2'26 FS Note 13: 6,740,600, WAEP $88.65
Options weighted-average exercise price | $/sh | — | 88.65 | — | 88.65 |  |  |  | Filings | Reported
Unvested RSUs | M sh | — | 6.2341 | — | 6.2341 |  |  |  | Filings | Reported | Q2'26 FS Note 13: 6,234,091
Unvested Eigen AI consideration shares | M sh | — | 2.7437 | — | 2.7437 |  |  |  | Filings | Reported | Q2'26 Note 13; excluded from FD by default (not in Filings CapStructure tie-out)
Include Eigen AI shares in diluted count (0/1) | 0/1 | — | 0 | — | 0 |  |  |  | Modeling | Input
ATM shares remaining (funding source, NOT in today's count) | M sh | — | 12.2705 | — | 12.2705 |  |  |  | Filings | Reported | 12,270,507 at 6/30/26; used only in FD tie-out check
Fully diluted shares at $242.81 EXCL. unsold ATM (Filings CapStructure; LEGACY v0.9b engine basis incl. RSUs 6.23M + options TSM ~4.28M - NOT the PT basis from v0.9c, see FD_630 row 467) | M sh | — | 369.2 | — | 369.2 |  |  |  | Filings | Reported | /workspace/nebius/filings/nebius_filings.xlsx CapStructure (check only)
Fully diluted incl. 12.27M unsold ATM (Filings CapStructure) | M sh | — | 381.5 | — | 381.5 |  |  |  | Filings | Reported | check only
ITM convert shares at $242.81 (Filings) | M sh | — | 50.03 | — | 50.03 |  |  |  | Filings | Reported | Six ITM converts
ITM convert principal at $242.81 (Filings) | $M | — | 7680 | — | 7680 |  |  |  | Filings | Reported
CoreWeave EV at 6/30/26 | $M | — | 79500 | — | 79500 |  |  |  | GPU Market | Derived | GPU Market & Comps
CoreWeave active MW | MW | — | 1500 | — | 1500 |  |  |  | GPU Market | Derived
CoreWeave contracted MW | MW | — | 3700 | — | 3700 |  |  |  | GPU Market | Derived
CoreWeave commenced lease liabilities | $M | — | 0 | — | 0 |  |  |  | GPU Market | Placeholder
CoreWeave other commitments (leases not commenced, power) | $M | — | 0 | — | 0 |  |  |  | GPU Market | Placeholder
Price used for quarterly convert/option dilution (1 = SharePx, 2 = solved valuation price) | # | — | 2 | — | 2 |  |  |  | Modeling | Input | Valuation solves price and dilution jointly (unrolled fixed-point, no circularity)
Net share issuance from new equity comp grants | %/qtr | — | 0% | — | 0% |  |  |  | Filings | Placeholder | Default 0 (existing RSUs/options counted separately); set >0 for future grants
Tax rate on positive EBT | % | — | 25.8% | — | 25.8% |  |  |  | Filings | Estimated | NL statutory 25.8%; NOLs not modeled
Converts left in debt (OTM at solved price): 1 = original principal (v0.7); 2 = linear accretion from face (v0.6); 3 = CARRYING value: Note 12 amortized cost 6/30/26 ($8,499.0M pre-Aug series) / Aug-26 notes at $5.75B face, accreted to redemption amounts, rolled to the valuation qtr [v0.7b] | # | — | 3 | — | 3 |  |  |  | Filings | Input | Filings CapStructure: $13.425B remaining original principal; NSS cash H = $1,000 per $1k original
Funding plan v0.7 (ESTIMATED, not guidance): remaining ATM + two ~$5B convert deals in 2027 (Aug-26 terms); bear = converts shut, ATM at a discount
Funding plan on (1) / off (0 = v0.6, no 2027 raises) | 0/1 | — | 1 | — | 1 |  |  |  | Modeling | Estimated | Precedent (Filings): ~$21B raised externally in 15 months - $14.25B converts in 14 months, $1.15B follow-on Sep-25, NVIDIA $2.0B pre-funded warrant Mar-26, $2.81B net ATM Q2-26
ATM sizing: 1 = remaining 12,270,507 sh; 2 = $ amount FP_ATMAmt (needs new program) | # | 1 | 1 | 2 | 1 |  |  |  | Modeling | Estimated | Bear: converts shut -> ATM sized to fill YE27 gap
ATM sale quarter | idx | — | 12 | — | 12 |  |  |  | Modeling | Estimated | Q4'26
ATM price discount to SharePx | % | 0% | 0% | 40% | 0% |  |  |  | Modeling | Estimated | Base/bull at $242.81 (~$2.98B); bear 40% below (test 30% / 50%)
ATM $ amount if FP_ATMMode = 2 | $M | 0 | 0 | 9000 | 0 |  |  |  | Modeling | Estimated | Bear: sized so YE27 liquidity >= MinCash
ATM issue price | $/sh | — | 237.15 | — | 237.15 |  |  |  | Modeling | Derived
ATM shares issued (M) | M sh | — | 12.2705 | — | 12.2705 |  |  |  | Modeling | Derived
ATM proceeds ($M) | $M | — | 2909.9507 | — | 2909.9507 |  |  |  | Modeling | Derived | Fees ignored
Convert market open (1) / shut (0) | 0/1 | 1 | 1 | 0 | 1 |  |  |  | Modeling | Estimated | Bear: shut
Convert deal 1 quarter | idx | — | 13 | — | 13 |  |  |  | Modeling | Estimated | Q1'27 (ahead of first negative quarter Q2'27)
Convert deal 2 quarter | idx | — | 15 | — | 15 |  |  |  | Modeling | Estimated | Q3'27
Convert deal 1 gross ($M) | $M | — | 6400 | — | 6400 |  |  |  | Modeling | Estimated | Sized so base YE27 liquidity ~ MinCash $2B: pre-plan YE27 gap -$13.5B in v0.7 (loan $0, Rubin capex $41M) vs ~-$9.5B in v0.6; $5B each leaves -$0.7B. Aug-26 deal $5.75B
Convert deal 2 gross ($M) | $M | — | 6400 | — | 6400 |  |  |  | Modeling | Estimated
v0.8b: ABS draws displace the 2027 plan converts first (1 = deal 1 / deal 2 cut by cumulative ABS drawn by their quarter) | 0/1 | — | 1 | — | 1 |  |  |  | Modeling | Estimated | So ABS reduces convert / equity need instead of sitting as idle cash
Convert deal 1 gross after ABS displacement ($M) | $M | — | 6400 | — | 6400 |  |  |  | Modeling | Derived
Convert deal 2 gross after ABS displacement ($M) | $M | — | 6400 | — | 6400 |  |  |  | Modeling | Derived
Share of each deal in the short tranche | % | — | 60% | — | 60% |  |  |  | Filings | Derived | Aug-26: $3.45B 2030s of $5.75B
Short tranche coupon | % | — | 0.5% | — | 0.5% |  |  |  | Filings | Reported | Aug-26 0.50% Feb-2030 (Mar-26: 1.25% Mar-2031)
Long tranche coupon | % | — | 4.5% | — | 4.5% |  |  |  | Filings | Reported | Aug-26 4.50% Feb-2034 (Mar-26: 2.625% Mar-2033)
Short tranche accretion at maturity (x principal) | x | — | 1.1 | — | 1.1 |  |  |  | Filings | Reported | Aug-26 2030s 110%
Long tranche accretion at maturity | x | — | 1.25 | — | 1.25 |  |  |  | Filings | Reported | Aug-26 2034s 125%
Short tranche conversion premium over reference price | % | — | 40% | — | 40% |  |  |  | Filings | Derived | Aug-26: $313.46 / $223.90 ref close = 1.40
Long tranche conversion premium | % | — | 45% | — | 45% |  |  |  | Filings | Derived | Aug-26: $324.65 / $223.90 = 1.45
Short tranche tenor (years) | yrs | — | 3.5 | — | 3.5 |  |  |  | Filings | Derived | Aug-26 2030s: 8/24/26 -> 2/15/30
Long tranche tenor (years) | yrs | — | 7.5 | — | 7.5 |  |  |  | Filings | Derived | Aug-26 2034s: 8/24/26 -> 2/15/34
Reference share price at issue | $/sh | — | 237.15 | — | 237.15 |  |  |  | Modeling | Estimated | Market price (deals priced off market, not model value)
Convert fees (% of gross) | % | — | 1.217% | — | 1.217% |  |  |  | Filings | Derived | Aug-26: 5,680 net / 5,750 gross
Post-funding share count quarter | idx | — | 28 | — | 28 |  |  |  | Modeling | Derived | v0.7b YE27 (16); re-sized plan: FP_TopEnd
Avride adj. EBITDA per quarter (held flat) | $M | — | -37.1 | — | -37.1 |  |  |  | Filings | Reported | H1'26 -$74.2M / 2; inside consolidated EBITDA
Add back PV of Avride burn when Avride is valued separately (V_AV > 0) - avoids double count | 0/1 | — | 1 | — | 1 |  |  |  | Modeling | Input | v0.7 fix; 0 = v0.6 (bull double count)
Valuation
WACC | % | 10% | 11% | 13% | 11% |  |  |  | Modeling | Estimated
Cost of equity (12-month PT roll-forward) | % | 12% | 13% | 15% | 13% |  |  |  | Modeling | Estimated
Terminal growth (TGMode 0 only) | % | 3.5% | 3% | 2% | 3% |  |  |  | Modeling | Estimated
Terminal growth basis: 1 = fundamentals g = TermRR x TermRONC with matching reinvestment (TermRR x NOPAT... = g/RONC x NOPAT) deducted [v0.4 default]; 0 = fixed TG with TG x net PP&E growth capex | 0/1 | — | 1 | — | 1 |  |  |  | Skeptic | Input | Skeptic: terminal g must be consistent with reinvestment
Terminal return on NEW capital (after tax) | % | 14% | 12% | 10% | 12% |  |  |  | Skeptic | Estimated | Placeholder ~WACC + 1pp (new capital earns little excess return in a competitive GPU market); pending Skeptic
Terminal reinvestment rate (net reinvestment / NOPAT) | % | 25% | 25% | 20% | 25% |  |  |  | Skeptic | Estimated | Placeholder; g = 25% x 12% = 3.0% base; pending Skeptic
Cap on fundamental terminal g (nominal GDP-type ceiling) | % | — | 4% | — | 4% |  |  |  | Modeling | Estimated
Exit / horizon EV / NTM adj. EBITDA | x | 18 | 14 | 9 | 14 |  |  |  | GPU Market | Placeholder | Peer comps pending (CRWV ~5.7x FY27 per Skeptic)
Weight on Gordon-growth TV (rest = exit multiple) | % | — | 100% | — | 100% |  |  |  | Modeling | Input | Was 50%: the 14x exit multiple is an unsourced placeholder (CRWV ~4.8x FY27); Gordon is base, exit multiple shown as cross-check
Terminal capex / D&A | x | — | 1 | — | 1 |  |  |  | Modeling | Estimated
Peer EV per contracted MW | $M/MW | — | 0 | — | 0 |  |  |  | GPU Market | Placeholder | Cross-check only
ClickHouse stake value - low (carrying value) | $M | — | 1517.7 | — | 1517.7 |  |  |  | Filings | Reported | Q2'26 6-K Ex.99.2 Note 5 carrying value (Filings SOTP tab)
ClickHouse stake value - mark (~28% fully diluted x ~$15B Series D) | $M | — | 4200 | — | 4200 |  |  |  | Filings | Estimated | Filings SOTP tab
Toloka stake value - low (fair value) | $M | — | 130.6 | — | 130.6 |  |  |  | Filings | Reported | Fair value $130.6M (carrying $86.5M); Note 5
Toloka stake value - high (fair value) | $M | — | 130.6 | — | 130.6 |  |  |  | Filings | Reported | Fair value $130.6M
Avride value - low | $M | — | 0 | — | 0 |  |  |  | Filings | Reported | Not disclosed (consolidated sub) -> floor $0
Avride value - high (Caplight third-party estimate, LOW confidence) | $M | — | 2750 | — | 2750 |  |  |  | Filings | Estimated | Avride H1'26 adj. EBITDA -$74.2M (Reported) is inside consolidated opex calibration -> adding a stand-alone value double-counts its burn; high case only
Avride point in low-high range (0 = $0 floor) | x | — | 0 | — | 0 |  |  |  | Modeling | Input | v0.7: all scenarios 0 = keep Avride burn in consolidated EBITDA, credit $0 (v0.6 bull 0.5 credited value AND kept burn = double count). Alternative: AVPt 0.5 + AVBurnOn 1 (credit value, add back PV of burn) - sensitivity
VC fund + other non-marketable investments (TripleTen not disclosed - blank) | $M | — | 16.3 | — | 16.3 |  |  |  | Filings | Reported | VC fund $13.8M + other non-marketable $2.5M (Note 5)
SOTP point in low-high range (0 = low, 1 = high) | x | 1 | 0.5 | 0 | 0.5 |  |  |  | Modeling | Input | Bull = high, base = mid, bear = low
Energy purchase commitments (off-balance-sheet) | $M | — | 5320 | — | 5320 |  |  |  | Filings | Reported | Q2'26 interim FS commitments note (Filings & Capital)
Signed leases not yet commenced (off-balance-sheet) | $M | — | 12050 | — | 12050 |  |  |  | Filings | Reported | Q2'26 interim FS (Filings & Capital)
Operating lease liabilities on balance sheet | $M | — | 1625 | — | 1625 |  |  |  | Filings | Reported | Q2'26 balance sheet (Filings & Capital); in lease toggle block (forecast rent already in EBITDA -> partial weight)
Weight of off-B/S commitments in EV bridge | % | — | 0% | — | 0% |  |  |  | Modeling | Input | v0.7d 0% (was 50%): the $19.0B energy + lease commitments are the contractual form of the rent (RentMW, CLT1Rent) and power (VinPower, PowerPx) already deducted in EBITDA over the DCF horizon and terminal -> deducting them again double counts. Not in capex (leased capex excludes the building). Valuation still shows 0% / chosen / 100%
Skeptic FY27 EBIT at 4-yr GPU life | $M | — | 820 | — | 820 |  |  |  | Skeptic | Estimated | Skeptic sensitivity figures for cross-check
Skeptic FY27 EBIT at 5-yr GPU life | $M | — | 1980 | — | 1980 |  |  |  | Skeptic | Estimated
Skeptic FY27 EBIT at 6-yr GPU life | $M | — | 2750 | — | 2750 |  |  |  | Skeptic | Estimated
Holdco discount on stakes | % | 15% | 25% | 40% | 25% |  |  |  | Modeling | Estimated
Annual time-series inputs (looked up by fiscal year)
Annual input | Unit | 2024 | 2025 | 2026 | 2027 | 2028 | 2029 | 2030 | Owner | Status | Source / method
Owned share of unallocated (portfolio-level) MW | % | 30% | 30% | 30% | 50% | 65% | 70% | 75% | Capacity | Estimated | Q1'26 letter: >75% of contracted power owned; energized mix shifts to owned as MO/PA/AL ramp 2027+
New-deployment generation mix - Hopper | % | 100% | 60% | 10% | 0% | 0% | 0% | 0% | GPU Market | Placeholder
New-deployment generation mix - Blackwell | % | 0% | 40% | 90% | 60% | 30% | 10% | 0% | GPU Market | Placeholder
New-deployment generation mix - Next-gen (Rubin) | % | 0% | 0% | 0% | 40% | 70% | 90% | 100% | GPU Market | Placeholder | Meta #2 = Vera Rubin from early 2027
Book (b) reserved/commit share of non-hyperscaler GPU capacity | % | 85% | 88% | 90% | 90% | 90% | 90% | 90% | GPU Market | Estimated | Set so Q2'26 b:c revenue ~50:4 (GPU Market mix) at realization 0.72 / 0.95
Spot share within book (c) on-demand capacity | % | 10% | 10% | 10% | 10% | 10% | 10% | 10% | GPU Market | Placeholder
AI Studio / Token Factory uplift on book (c) | % | 5% | 5% | 10% | 15% | 20% | 20% | 20% | GPU Market | Placeholder | Token Factory production inference >3x QoQ in Q2'26 (no $ disclosed)
Asset-light partner revenue | $M/yr | 0 | 0 | 0 | 0 | 0 | 0 | 0 | GPU Market | Placeholder | Model launched Q2'26; no economics disclosed
Consensus revenue (FY24..FY30; FY26-28 only) | $M | 2026: 3340; 2027: 12300; 2028: 23000 | Skeptic | Estimated | Consensus, /workspace/nebius/skeptic/01_priced_in.xlsx, Oct 2 2026, medium confidence
Consensus adj. EBITDA | $M | 2026: 1390; 2027: 6730; 2028: 13980 | Skeptic | Estimated | as above
Consensus capex | $M | 2027: 29100 | Skeptic | Estimated | as above (FY27 only)
Product development ex-SBC | % rev | 11% | 11% | 11% | 9% | 8% | 7% | 6% | Modeling | Placeholder | Q2'26 PD $191.0M incl. $115.9M one-off Eigen AI SBC/post-combination -> ~11-13% underlying
SG&A ex-SBC | % rev | 22% | 22% | 22% | 14% | 10% | 8% | 7% | Modeling | Placeholder | Calibrated so Q2'26 group adj. EBITDA margin ~41%
Residual (post-term) price curve: % of launch on-demand price by GPU age
|  | Yr 1 | Yr 2 | Yr 3 | Yr 4 | Yr 5 | Yr 6 | Yr 7 | Yr 8
H100 SXM on-demand neocloud median, annual avg ($/GPU-hr): 2024 ¦ 2025 ¦ 2026 YTD |  | Yr 1: 3.5275; Yr 2: 3.1796; Yr 3: 3.717; Yr 8: GPU Market | Derived | Loaded from /workspace/nebius/market/gpu_price_history.xlsx sheet H100_Nebius_vs_Medians (monthly fwd-filled medians, Jan-24..Oct-26); re-run build_model.py to refresh
Base curve: yrs 1-3 = H100 median relative to 2024 (Derived); yrs 4-8 placeholder pending longer history |  | 100% | 90.14% | 105.4% | 85% | 70% | 55% | 45% | GPU Market | Placeholder
Bear curve (A100 proxy): linear to (1 - ResidBearCut) at age 5, then same pace compounding; never zero; bear ResidUtil 60% |  | 100% | 91.25% | 82.5% | 73.75% | 65% | 59.31% | 54.12% | Skeptic | Placeholder
LIVE curve |  | 100% | 90.14% | 105.4% | 85% | 70% | 55% | 45% | GPU Market
v0.8e PLACEHOLDER (sensitivity, NOT wired; default 0% = current model): leased share of 2028-30 Rubin growth MW (0-15%). Capacity: 2028-30 Rubin growth ~1,690 owned IT MW + CLT1 ~20 leased | % | Yr 2: 0%; Yr 4: 0%; Yr 8: Capacity | Placeholder | Model energized YE27 -> YE30: owned 325 -> 2,013 (+1,688, matches ~1,690); leased 757 -> 828 (+71 = CLT1 +25 and Bethune FR +60 site MW at IT factor). Wiring would shift capex to CPM_Lease_VR + rent
v0.8f SHARE AUTHORITY (Filings correction, Reported/Derived)
AGM 20% pool (v0.9e: per AuthCase row 477; case (i) 64.41M = 20% x (288.59M Class A issued + 33.46M Class B); case (ii) 67.56M) | M sh | Yr 2: 64.4082; Yr 4: 64.4082; Yr 8: Filings | Reported
Treasury shares (v0.9e: per AuthCase; case (i) 34.42M if the 15.77M exchange shares came from treasury; case (ii) 50.19M at 6/30) | M sh | Yr 2: 34.4163; Yr 4: 34.4163; Yr 8: Filings | Reported
NVIDIA pre-funded warrant shares (21,065,936) - not disclosed as exercised; assumed to sit against treasury / authorized | M sh | Yr 2: 21.0659; Yr 4: 21.0659; Yr 8: Filings | Reported
Deduct NVIDIA warrant from headroom (1 = conservative default) | 0/1 | Yr 2: 1; Yr 4: 1; Yr 8: Filings | Input
Headroom WITHOUT a vote, before warrant = pool + treasury (v0.9e: ~98.8M case (i) / ~117.7M case (ii); was ~114.6M) |  | Yr 4: 98.8245
v0.9b LONG/BULL SWITCHES (explicit; defaults reproduce v0.9a short base exactly)
v0.9b: energized MW path override for Sites block 2 (0 = follow Scen [default]; 1 = HIGH; 2 = BASE; 3 = LOW) - lets Bull B run the Capacity high path with all other inputs at base | # | — | 0 | — | 0 |  |  |  | Modeling | Input | v0.9b long/bull tab
derived path index used by Sites block 2 = IF(MWPathSel=0,Scen,MWPathSel) | # | — | 2 | — | 2 |  |  |  | Modeling | Derived | v0.9b long/bull tab
v0.9b: Butler Twp PA slip (FY28 toggle, NOT an FY27 short-killer): 0 off [default]; 1 = YE27 Butler 0, 2028+ BASE path (bull/long pairing); 2 = YE27 Butler 0, 2028+ LOW path (bear pairing). Mgmt 260 MW by Oct'27 not underwritten (Red) | # | — | 0 | — | 0 |  |  |  | Modeling | Input | Capacity/Skeptic/Grok Butler read 2026-10-05: YE27 base ~65 stated/~48 IT -> billing Q1'28 at 1Q lag; YE28 base ~265/~196 IT, high ~400/~296, low ~130/~96
v0.9c PT SHARE BASIS - Filings FD 358.3M at 6/30 (Derived). Unsold ATM (~12.3M) is NOT in FD: it enters only via funding-plan issuance when sold (no double count with headroom scenarios)
v0.9c: PT share basis (1 = Filings FD 358.3M [default]: Class A out + Class B + NVIDIA warrant + if-converted; no RSUs/options; 0 = legacy v0.9b engine: economic basic + RSUs + options TSM + ITM converts = 369.2M at $242.81) | # | — | 1 | — | 1 |  |  |  | Filings/Modeling | Input | Filings dilution_scenarios.xlsx Base_ShareCount (Q2'26 PR / Q2FS Note 1 & 14), 6/30/26
Class A outstanding 6/30/26 | M sh | — | 238.4002 | — | 238.4002 |  |  |  | Filings/Modeling | Reported | Filings dilution_scenarios.xlsx Base_ShareCount (Q2'26 PR / Q2FS Note 1 & 14), 6/30/26
Class B outstanding 6/30/26 | M sh | — | 33.4551 | — | 33.4551 |  |  |  | Filings/Modeling | Reported | Filings dilution_scenarios.xlsx Base_ShareCount (Q2'26 PR / Q2FS Note 1 & 14), 6/30/26
NVIDIA pre-funded warrant (unexercised) | M sh | — | 21.0659 | — | 21.0659 |  |  |  | Filings/Modeling | Reported | Filings dilution_scenarios.xlsx Base_ShareCount (Q2'26 PR / Q2FS Note 1 & 14), 6/30/26
If-converted convert shares (Q2FS Note 1, anti-dilutive at Q2 loss; pre-Aug-26 exchange) | M sh | — | 65.4168 | — | 65.4168 |  |  |  | Filings/Modeling | Reported | Filings dilution_scenarios.xlsx Base_ShareCount (Q2'26 PR / Q2FS Note 1 & 14), 6/30/26
FULLY DILUTED shares 6/30/26 (Filings FD) = Class A + Class B + warrant + if-converted | M sh | — | 358.338 | — | 358.338 |  |  |  | Filings/Modeling | Derived | Filings dilution_scenarios.xlsx Base_ShareCount (Q2'26 PR / Q2FS Note 1 & 14), 6/30/26
v0.9e POST-6/30 SHARE / DEBT CONVENTION (Grok + Filings; fd_share_bridge.xlsx): FD 6/30 358,337,958 - 15,549,040 (conv. shares of exchanged $800M Jun-29/31) + 15,769,388 (Aug exchange shares) = 358,558,306 with the new Feb-30/Feb-34 notes as DEBT; + 18,090,650 if-converted = 376,648,956. Exchanged $800M face already retired at ExchIdx (Financing G12:G13); $5.68B net proceeds already in cash once (CashFlow row 45, Q3'26). No capped calls. RSUs 6.23M / options 6.74M (4.28M TSM) = footnote only.
Conversion shares of the $800M exchanged Jun-2029/Jun-2031 notes (800,000 bonds x 19.4363) - inside FD_630 if-converted 65.4M | M sh | — | 15.549 | — | 15.549 |  |  |  | Filings/Modeling | Derived | fd_share_bridge rows 5-6: 15,549,040
Exchange inducement shares = Aug exchange shares - conversion shares of the exchanged notes (added to the PT basic in v0.9e; v0.9d used the 6/30 if-converted proxy and missed it) | M sh | — | 0.22035 | — | 0.22035 |  |  |  | Filings/Modeling | Derived | +220,348 sh (fd_share_bridge)
v0.9e NEW-NOTE TREATMENT (Feb-2030 $3.45B @ $313.46; Feb-2034 $2.30B @ $324.65): 1 = DEBT, both tranches (FD 358.56M; $5.75B face accreting in net debt) [default; consistent while 12m PT < $313.46]; 2 = Feb-2030 if-converted, Feb-2034 debt (PT $313.46-324.65); 3 = both IF-CONVERTED (FD 376.65M; out of debt) [PT >= $324.65]; 0 = legacy v0.9d (tested at solved value v, not PT) | # | — | 1 | — | 1 |  |  |  | Modeling | Input | Non-circular: scenario harness computes the PT under each treatment and keeps the self-consistent one (Inputs row 476 check); edge band flagged
FD shares - new notes as DEBT (= FD_630 - row 470 + ExchShares) | M sh | — | 358.5583 | — | 358.5583 |  |  |  | Filings/Modeling | Derived | 358,558,306 (fd_share_bridge alt. convention)
FD shares - new notes IF-CONVERTED (= row 473 + 3,450 x 3.1902 + 2,300 x 3.0802) | M sh | — | 376.649 | — | 376.649 |  |  |  | Filings/Modeling | Derived | 376,648,956 (fd_share_bridge FD1)
FD shares used by the selected treatment (PT basis at SharePx, all six older notes ITM) | M sh | — | 358.5583 | — | 358.5583 |  |  |  | Modeling | Derived | mode 0 shows the debt count (legacy test at v)
CONSISTENCY CHECK: selected treatment vs the headline 12-month PT (debt needs PT < $313.46; Feb-30 converted needs $313.46 <= PT < $324.65; both converted needs PT >= $324.65) |  | Yr 4: OK: debt consistent; Yr 8: Modeling | Check
v0.9e AUTHORITY CASE (Filings fd_share_bridge Headroom): 1 = Aug exchange shares came from TREASURY -> net no-vote headroom ~77.8M [conservative default; Q2 ATM precedent]; 2 = newly issued -> ~96.7M (settled 8/24, one day before 8/25 AGM; source ND) | # | — | 1 | — | 1 |  |  |  | Filings | Input | Q3 interim treasury count resolves it; both fall share-for-share with any Q3 ATM sales (ND)
Treasury - case (i) exchange from treasury (50,185,726 - 15,769,388) | M sh | — | 34.4163 | — | 34.4163 |  |  |  | Filings | Derived | fd_share_bridge C
Treasury - case (ii) newly issued | M sh | — | 50.1857 | — | 50.1857 |  |  |  | Filings | Reported | 6/30 treasury
AGM 20% pool - case (i) = 20% x (288,585,891 + 33,455,053) | M sh | — | 64.4082 | — | 64.4082 |  |  |  | Filings | Derived | fd_share_bridge C
AGM 20% pool - case (ii) = 20% x (304,355,279 + 33,455,053) | M sh | — | 67.5621 | — | 67.5621 |  |  |  | Filings | Derived | fd_share_bridge C
Net no-vote headroom case (i) (pool + treasury - NVIDIA warrant) | M sh | — | 77.7586 | — | 77.7586 |  |  |  | Filings | Derived | 77,758,591 (~78M)
Net no-vote headroom case (ii) | M sh | — | 96.6819 | — | 96.6819 |  |  |  | Filings | Derived | 96,681,856 (~97M)
v0.9e OLDER-NOTE TEST + DEBT MEASURE (team decision Oct 8): each tranche is tested against its OWN conversion price (Financing L12:L19 = $1,000 / K: Jun-29/31 $51.45, Sep-30/32 $138.75, Mar-31 $183.22, Mar-33 $180.31, Feb-30 $313.46, Feb-34 $324.65) at the scenario's own PT; notes not converted sit in net debt at ACCRETED value at the PT date (Financing carrying rows = linear accretion from 6/30 Note 12 carrying to the maturity redemption amount [E method]).
v0.9e: older-note ITM test price: 1 = the scenario's own PT at horizon HorizonT (v x (1+Ke)^HorizonT; SC block column R) [default]; 0 = today's value v (v0.9d) | # | — | 1 | — | 1 |  |  |  | Modeling | Input | v0.9d tested at v; for PT in [conv px, conv px x (1+Ke)^T] the two keys differ
v0.9e: debt measure for notes NOT converted and still outstanding at FP_PostQ: 1 = accreted value at the PT date (quarter V_Q + 4 x HorizonT) [default]; 0 = accreted value at FP_PostQ Q4'30 (v0.9d). Notes maturing inside the window (Jun-29, Feb-30, Sep-30) are repaid in cash at their redemption amount and funded by issuance in both modes (no double count) | # | — | 1 | — | 1 |  |  |  | Modeling | Input | Team: 12m PT -> Oct 2027 (Q3'27), 6m -> Q1'27, 3y -> Q3'29
v0.9e: horizon of the PT being solved (years; 1 = 12m headline; harness sets 0.5 / 3 for the 6m / 3y horizon PTs with matched claim dates and ITM test) | yrs | — | 1 | — | 1 |  |  |  | Modeling | Input | V_PT6 / V_PT36 in a default run are x(1+Ke)^t scalings of the 12m solve; dedicated runs on Drivers tab
claim-date quarter index = V_Q + 4 x HorizonT | idx | — | 15 | — | 15 |  |  |  | Modeling | Derived | 15 = Q3'27 for the 12m PT
MEMO (NOT in PT): senior claim in a no-conversion wind-down = sum of remaining principal x redemption multiple, all eight issued series (older six ~$9.05B + new $6.67B) | $M | — | 15721.875 | — | 15721.875 |  |  |  | Filings/Modeling | Derived | Filings ~$9,057M + $6,670M = ~$15.7B
memo: older six - remaining face after Aug exchange | $M | — | 7675 | — | 7675 |  |  |  | Filings/Modeling | Derived | 87.5 + 87.5 + 1,581.25 x 2 + 2,587.5 + 1,750 = 7,675.0 (Filings table total $7,587.5M looks $87.5M short)
memo: older six - 6/30 carrying basis (remaining principal x Note 12 carrying ratio) | $M | — | 7676.4337 | — | 7676.4337 |  |  |  | Filings/Modeling | Derived | ~7,676.4 (Filings)
memo: older six - accreted claim at maturity | $M | — | 9051.875 | — | 9051.875 |  |  |  | Filings/Modeling | Derived | ~9,052 model vs Filings ~9,057
v0.9e: in-window maturity settlement test (Jun-2029, Feb-2030, Sep-2030 mature before FP_PostQ): 1 = convert at maturity only if MatCvPx >= conv px x redemption multiple (Financing O12:O19), MatCvPx = the scenario's own 12m PT (harness-set, non-circular, consistency re-checked) [default]; 0 = test at spot SharePx (v0.9d: Sep-30 assumed to convert in every scenario because spot $237 > $159.6) | # | — | 1 | — | 1 |  |  |  | Modeling | Input | Skeptic: OTM tranches sit in debt in the short base / stop-building / bear grid; in-window ones are then repaid in cash at the redemption amount
MatCvPx - price for the in-window maturity test (static value = base-case 12m PT; the scenario harness overwrites it with each scenario's own PT) | $/sh | — | 0 | — | 0 |  |  |  | Modeling | Input | base SHORT PT $0.00 -> Jun-29 / Sep-30 / Feb-30 all repaid in cash
Formulas:
LIVE = [Base]
Note on A65: † $16.2M is the owned-hall *contract* print (Anthropic–Nscale S-1 / ~$44.6B ÷ 6 ÷ ~460 IT MW). Monarch WV campus is civil-only as of late Sep 2026 (graded pads, no hall roofs; air permit draft; Caterpillar microgrid not live; financing not committed) — Grade Yellow for 460 MW by H1'28. Underwrite price from the contract, not from imagery. Source: peers/sites/site_verification.md §7.
Note on A126: † $16.2M is the owned-hall *contract* print (Anthropic–Nscale S-1 / ~$44.6B ÷ 6 ÷ ~460 IT MW). Monarch WV campus is civil-only as of late Sep 2026 (graded pads, no hall roofs; air permit draft; Caterpillar microgrid not live; financing not committed) — Grade Yellow for 460 MW by H1'28. Underwrite price from the contract, not from imagery. Source: peers/sites/site_verification.md §7.
Note on D65: † $16.2M is the owned-hall *contract* print (Anthropic–Nscale S-1 / ~$44.6B ÷ 6 ÷ ~460 IT MW). Monarch WV campus is civil-only as of late Sep 2026 (graded pads, no hall roofs; air permit draft; Caterpillar microgrid not live; financing not committed) — Grade Yellow for 460 MW by H1'28. Underwrite price from the contract, not from imagery. Source: peers/sites/site_verification.md §7.
Note on D126: † $16.2M is the owned-hall *contract* print (Anthropic–Nscale S-1 / ~$44.6B ÷ 6 ÷ ~460 IT MW). Monarch WV campus is civil-only as of late Sep 2026 (graded pads, no hall roofs; air permit draft; Caterpillar microgrid not live; financing not committed) — Grade Yellow for 460 MW by H1'28. Underwrite price from the contract, not from imagery. Source: peers/sites/site_verification.md §7.
Note on F65: † $16.2M is the owned-hall *contract* print (Anthropic–Nscale S-1 / ~$44.6B ÷ 6 ÷ ~460 IT MW). Monarch WV campus is civil-only as of late Sep 2026 (graded pads, no hall roofs; air permit draft; Caterpillar microgrid not live; financing not committed) — Grade Yellow for 460 MW by H1'28. Underwrite price from the contract, not from imagery. Source: peers/sites/site_verification.md §7.
Note on F126: † $16.2M is the owned-hall *contract* print (Anthropic–Nscale S-1 / ~$44.6B ÷ 6 ÷ ~460 IT MW). Monarch WV campus is civil-only as of late Sep 2026 (graded pads, no hall roofs; air permit draft; Caterpillar microgrid not live; financing not committed) — Grade Yellow for 460 MW by H1'28. Underwrite price from the contract, not from imagery. Source: peers/sites/site_verification.md §7.
Note on L126: † $16.2M is the owned-hall *contract* print (Anthropic–Nscale S-1 / ~$44.6B ÷ 6 ÷ ~460 IT MW). Monarch WV campus is civil-only as of late Sep 2026 (graded pads, no hall roofs; air permit draft; Caterpillar microgrid not live; financing not committed) — Grade Yellow for 460 MW by H1'28. Underwrite price from the contract, not from imagery. Source: peers/sites/site_verification.md §7.

## Timeline
Timeline (one column per quarter, Q1'24-Q4'30)
Quarter |  | Q1'24 | Q2'24 | Q3'24 | Q4'24 | Q1'25 | Q2'25 | Q3'25 | Q4'25 | Q1'26 | Q2'26 | Q3'26 | Q4'26 | Q1'27 | Q2'27 | Q3'27 | Q4'27 | Q1'28 | Q2'28 | Q3'28 | Q4'28 | Q1'29 | Q2'29 | Q3'29 | Q4'29 | Q1'30 | Q2'30 | Q3'30 | Q4'30
Period end | 2023-12-31 | 2024-03-31 | 2024-06-30 | 2024-09-30 | 2024-12-31 | 2025-03-31 | 2025-06-30 | 2025-09-30 | 2025-12-31 | 2026-03-31 | 2026-06-30 | 2026-09-30 | 2026-12-31 | 2027-03-31 | 2027-06-30 | 2027-09-30 | 2027-12-31 | 2028-03-31 | 2028-06-30 | 2028-09-30 | 2028-12-31 | 2029-03-31 | 2029-06-30 | 2029-09-30 | 2029-12-31 | 2030-03-31 | 2030-06-30 | 2030-09-30 | 2030-12-31
Index | 0 | 1 | 2 | 3 | 4 | 5 | 6 | 7 | 8 | 9 | 10 | 11 | 12 | 13 | 14 | 15 | 16 | 17 | 18 | 19 | 20 | 21 | 22 | 23 | 24 | 25 | 26 | 27 | 28
A/F | bar: 2024-03-31 to 2030-12-31
Fiscal year |  | 2024 | 2024 | 2024 | 2024 | 2025 | 2025 | 2025 | 2025 | 2026 | 2026 | 2026 | 2026 | 2027 | 2027 | 2027 | 2027 | 2028 | 2028 | 2028 | 2028 | 2029 | 2029 | 2029 | 2029 | 2030 | 2030 | 2030 | 2030
Days |  | 91 | 91 | 92 | 92 | 90 | 91 | 92 | 92 | 90 | 91 | 92 | 92 | 90 | 91 | 92 | 92 | 91 | 91 | 92 | 92 | 90 | 91 | 92 | 92 | 90 | 91 | 92 | 92
Hours |  | 2184 | 2184 | 2208 | 2208 | 2160 | 2184 | 2208 | 2208 | 2160 | 2184 | 2208 | 2208 | 2160 | 2184 | 2208 | 2208 | 2184 | 2184 | 2208 | 2208 | 2160 | 2184 | 2208 | 2208 | 2160 | 2184 | 2208 | 2208

## Hist
Historical inputs Q1'24-Q2'26 with Reported / Derived / Estimated / Not disclosed tags
Each metric = 5 rows: value as disclosed ¦ tag ¦ best estimate (numeric) ¦ method/source ¦ VALUE USED (= value if disclosed, else best estimate). No silent gaps: every quarter carries a tag. Other tabs link to the VALUE USED row only.
Metric | Unit | Owner | Notes | Q1'24 | Q2'24 | Q3'24 | Q4'24 | Q1'25 | Q2'25 | Q3'25 | Q4'25 | Q1'26 | Q2'26
|  |  |  | 2024-03-31 | 2024-06-30 | 2024-09-30 | 2024-12-31 | 2025-03-31 | 2025-06-30 | 2025-09-30 | 2025-12-31 | 2026-03-31 | 2026-06-30
Group revenue | $M | Filings | Continuing ops. Q1'24 figure is on the pre-restatement basis (Q1'25 PR) - flag. | 11.4 | 14.5 | 32.1 | 35.2 | 50.9 | 105.1 | 146.1 | 227.7 | 399 | 582.3
tag |  |  |  | Reported | Reported | Reported | Reported | Reported | Reported | Reported | Reported | Reported | Reported
best estimate
method / source |  |  |  | Q1'25 6-K PR comparatives (pre-Toloka-deconsolidation basis) | Q2'25 6-K PR comparative | Q3'25 6-K PR comparative (restated) | Q4'25 6-K PR comparative | Q1'26 6-K PR comparative (restated) | Q2'26 6-K PR comparative | Q3'25 6-K PR | Q4'25 6-K PR | Q1'26 6-K PR | Q2'26 6-K PR (acc. 0001104659-26-094568)
VALUE USED |  |  |  | 11.4 | 14.5 | 32.1 | 35.2 | 50.9 | 105.1 | 146.1 | 227.7 | 399 | 582.3
Nebius AI cloud revenue | $M | Filings | Segment disclosure; earlier quarters derived from YoY growth or estimated as % of group | n.d. | n.d. | n.d. | n.d. | 41.4 | 93.6 | n.d. | 214.2 | 389.7 | 574.9
tag |  |  |  | Not disclosed | Not disclosed | Not disclosed | Not disclosed | Derived | Derived | Not disclosed | Reported | Reported | Reported
best estimate |  |  |  | 2024-03-31: 10.3; 2024-06-30: 13.1; 2024-09-30: 28.9; 2024-12-31: 31.7; 2025-09-30: 138.8
method / source |  |  |  | Est = 90% of group revenue (pre-2025 mix; Avride/TripleTen remainder) | Est = 90% of group revenue (pre-2025 mix; Avride/TripleTen remainder) | Est = 90% of group revenue (pre-2025 mix; Avride/TripleTen remainder) | Est = 90% of group revenue (pre-2025 mix; Avride/TripleTen remainder) | Derived: Q1'26 $389.7M / (1+841%) | Derived: Q2'26 $574.9M / (1+514%) | Est = 95% of group revenue | Q4'25 letter | Q1'26 letter | Q2'26 letter
VALUE USED |  |  |  | 10.3 | 13.1 | 28.9 | 31.7 | 41.4 | 93.6 | 138.8 | 214.2 | 389.7 | 574.9
ARR (last-month AI cloud revenue x 12) | $M | Filings | Mgmt definition; Q2'25/Q1'25 derived from stated YoY growth | n.d. | n.d. | n.d. | 90 | 248 | 430 | 551 | 1250 | 1920 | 3000
tag |  |  |  | Not disclosed | Not disclosed | Not disclosed | Reported | Derived | Derived | Reported | Reported | Reported | Reported
best estimate |  |  |  | 2024-03-31: 41.04; 2024-06-30: 52.2; 2024-09-30: 115.56
method / source |  |  |  | Est = AI cloud revenue est x 4 (run-rate proxy) | Est = AI cloud revenue est x 4 (run-rate proxy) | Est = AI cloud revenue est x 4 (run-rate proxy) | Q4'25 letter ARR chart (Dec-24 $90M) | Derived: $1.92B / (1+674%) | Derived: $3.0B / (1+598%) | Q4'25 letter: 'more than doubled from $551M' | Q4'25 letter | Q1'26 letter ($1.92B) | Q2'26 letter
VALUE USED |  |  |  | 41.04 | 52.2 | 115.56 | 90 | 248 | 430 | 551 | 1250 | 1920 | 3000
Cost of revenues | $M | Filings | GAAP incl. SBC. Q1'24/Q2'24 estimated by splitting (revenue - adj. EBITDA) on Q3'24 mix | n.d. | n.d. | 9.9 | 21.1 | 24.7 | 30.1 | 42.9 | 68.5 | 103.8 | 133.6
tag |  |  |  | Not disclosed | Not disclosed | Reported | Reported | Reported | Reported | Reported | Reported | Reported | Reported
best estimate |  |  |  | 2024-03-31: 9.1; 2024-06-30: 8.1
method / source |  |  |  | Est: (rev - adj EBITDA) x Q3'24 COR share | Est: (rev - adj EBITDA) x Q3'24 COR share | Q3'25 6-K PR comparative (restated) | Q4'25 6-K PR comparative | Q1'26 6-K PR comparative (restated) | Q2'26 6-K PR comparative | Q3'25 6-K PR | Q4'25 6-K PR | Q1'26 6-K PR | Q2'26 6-K PR (acc. 0001104659-26-094568)
VALUE USED |  |  |  | 9.1 | 8.1 | 9.9 | 21.1 | 24.7 | 30.1 | 42.9 | 68.5 | 103.8 | 133.6
Product development | $M | Filings | GAAP incl. SBC. Q1'24/Q2'24 estimated by splitting (revenue - adj. EBITDA) on Q3'24 mix; Q2'26 incl. $115.9M one-off Eigen AI | n.d. | n.d. | 31.4 | 31.9 | 36.5 | 42.8 | 44.9 | 53.1 | 67.4 | 191
tag |  |  |  | Not disclosed | Not disclosed | Reported | Reported | Reported | Reported | Reported | Reported | Reported | Reported
best estimate |  |  |  | 2024-03-31: 29; 2024-06-30: 25.6
method / source |  |  |  | Est: (rev - adj EBITDA) x Q3'24 PD share | Est: (rev - adj EBITDA) x Q3'24 PD share | Q3'25 6-K PR comparative (restated) | Q4'25 6-K PR comparative | Q1'26 6-K PR comparative (restated) | Q2'26 6-K PR comparative | Q3'25 6-K PR | Q4'25 6-K PR | Q1'26 6-K PR | Q2'26 6-K PR (acc. 0001104659-26-094568)
VALUE USED |  |  |  | 29 | 25.6 | 31.4 | 31.9 | 36.5 | 42.8 | 44.9 | 53.1 | 67.4 | 191
Sales, general & administrative | $M | Filings | GAAP incl. SBC. Q1'24/Q2'24 estimated by splitting (revenue - adj. EBITDA) on Q3'24 mix | n.d. | n.d. | 47.9 | 85.4 | 60.9 | 68.2 | 89.5 | 159.9 | 143.8 | 173.9
tag |  |  |  | Not disclosed | Not disclosed | Reported | Reported | Reported | Reported | Reported | Reported | Reported | Reported
best estimate |  |  |  | 2024-03-31: 44.2; 2024-06-30: 39
method / source |  |  |  | Est: (rev - adj EBITDA) x Q3'24 SG&A share | Est: (rev - adj EBITDA) x Q3'24 SG&A share | Q3'25 6-K PR comparative (restated) | Q4'25 6-K PR comparative | Q1'26 6-K PR comparative (restated) | Q2'26 6-K PR comparative | Q3'25 6-K PR | Q4'25 6-K PR | Q1'26 6-K PR | Q2'26 6-K PR (acc. 0001104659-26-094568)
VALUE USED |  |  |  | 44.2 | 39 | 47.9 | 85.4 | 60.9 | 68.2 | 89.5 | 159.9 | 143.8 | 173.9
Depreciation & amortization | $M | Filings |  | 8.9 | 11.4 | 23.5 | 33.3 | 49.1 | 75.2 | 99 | 180.7 | 212 | 259.7
tag |  |  |  | Reported | Reported | Reported | Reported | Reported | Reported | Reported | Reported | Reported | Reported
best estimate
method / source |  |  |  | Q1'25 6-K PR comparatives (pre-Toloka-deconsolidation basis) | Q2'25 6-K PR comparative | Q3'25 6-K PR comparative (restated) | Q4'25 6-K PR comparative | Q1'26 6-K PR comparative (restated) | Q2'26 6-K PR comparative | Q3'25 6-K PR | Q4'25 6-K PR | Q1'26 6-K PR | Q2'26 6-K PR (acc. 0001104659-26-094568)
VALUE USED |  |  |  | 8.9 | 11.4 | 23.5 | 33.3 | 49.1 | 75.2 | 99 | 180.7 | 212 | 259.7
D&A excluding 4->5 yr life change | $M | Filings | Q1'26 benefit $43.1M, Q2'26 $43.0M (FY26 guided $167.6M); = reported + benefit | 8.9 | 11.4 | 23.5 | 33.3 | 49.1 | 75.2 | 99 | 180.7 | 255.1 | 302.7
tag |  |  |  | Reported | Reported | Reported | Reported | Reported | Reported | Reported | Reported | Derived | Derived
best estimate
method / source |  |  |  | Q1'25 6-K PR comparatives (pre-Toloka-deconsolidation basis) | Q2'25 6-K PR comparative | Q3'25 6-K PR comparative (restated) | Q4'25 6-K PR comparative | Q1'26 6-K PR comparative (restated) | Q2'26 6-K PR comparative | Q3'25 6-K PR | Q4'25 6-K PR | Derived: 212.0 + 43.1 (Q1'26 6-K Note 1) | Derived: 259.7 + 43.0 (Q2'26 6-K Note 1)
VALUE USED |  |  |  | 8.9 | 11.4 | 23.5 | 33.3 | 49.1 | 75.2 | 99 | 180.7 | 255.1 | 302.7
PP&E, net (end of period) | $M | Filings | Q1'24 not comparable (pre-divestiture); /workspace/nebius/filings/nebius_filings.xlsx Quarterly | n.d. | 328.3 | 475.3 | 846.7 | 1334.1 | 1789.4 | 3314.4 | 5553.3 | 7131.7 | 13045.2
tag |  |  |  | Not disclosed | Reported | Reported | Reported | Reported | Reported | Reported | Reported | Reported | Reported
best estimate |  |  |  | 2024-03-31: 250
method / source |  |  |  | Est: Q2'24 less Q2 capex net of D&A | Q2'25 6-K PR comparative | Q3'25 6-K PR comparative (restated) | Q4'25 6-K PR comparative | Q1'26 6-K PR comparative (restated) | Q2'26 6-K PR comparative | Q3'25 6-K PR | Q4'25 6-K PR | Q1'26 6-K PR | Q2'26 6-K PR (acc. 0001104659-26-094568)
VALUE USED |  |  |  | 250 | 328.3 | 475.3 | 846.7 | 1334.1 | 1789.4 | 3314.4 | 5553.3 | 7131.7 | 13045.2
Assets not yet in use (CIP / not placed in service) | $M | Filings | Note 7 of Q1/Q2'26 statements (Filings & Capital); pre-Q4'25 not disclosed | n.d. | n.d. | n.d. | n.d. | n.d. | n.d. | n.d. | 2417.4 | 2427.9 | 7836.4
tag |  |  |  | Not disclosed | Not disclosed | Not disclosed | Not disclosed | Not disclosed | Not disclosed | Not disclosed | Reported | Reported | Reported
best estimate
method / source |  |  |  | Not disclosed (no best estimate; yield check starts Q1'26) | Not disclosed (no best estimate; yield check starts Q1'26) | Not disclosed (no best estimate; yield check starts Q1'26) | Not disclosed (no best estimate; yield check starts Q1'26) | Not disclosed (no best estimate; yield check starts Q1'26) | Not disclosed (no best estimate; yield check starts Q1'26) | Not disclosed (no best estimate; yield check starts Q1'26) | Q1/Q2'26 6-K Note 7 | Q1/Q2'26 6-K Note 7 | Q1/Q2'26 6-K Note 7
VALUE USED |  |  |  | 0 | 0 | 0 | 0 | 0 | 0 | 0 | 2417.4 | 2427.9 | 7836.4
In-service gross PP&E | $M | Filings | Derived = gross PP&E - assets not yet in use (Note 7) | n.d. | n.d. | n.d. | n.d. | n.d. | n.d. | n.d. | 3772.9 | 5548.7 | 6313.1
tag |  |  |  | Not disclosed | Not disclosed | Not disclosed | Not disclosed | Not disclosed | Not disclosed | Not disclosed | Derived | Derived | Derived
best estimate
method / source |  |  |  | Not disclosed | Not disclosed | Not disclosed | Not disclosed | Not disclosed | Not disclosed | Not disclosed | Derived, Note 7 | Derived, Note 7 | Derived, Note 7
VALUE USED |  |  |  | 0 | 0 | 0 | 0 | 0 | 0 | 0 | 3772.9 | 5548.7 | 6313.1
of which servers & network equipment (gross, in service) | $M | Filings | Note 7 | n.d. | n.d. | n.d. | n.d. | n.d. | n.d. | n.d. | 3123.6 | 4692.7 | 5197.7
tag |  |  |  | Not disclosed | Not disclosed | Not disclosed | Not disclosed | Not disclosed | Not disclosed | Not disclosed | Reported | Reported | Reported
best estimate
method / source |  |  |  | Not disclosed | Not disclosed | Not disclosed | Not disclosed | Not disclosed | Not disclosed | Not disclosed | Note 7 | Note 7 | Note 7
VALUE USED |  |  |  | 0 | 0 | 0 | 0 | 0 | 0 | 0 | 3123.6 | 4692.7 | 5197.7
PP&E depreciation (excl. intangible amortization) | $M | Filings | Note 7; pre-Q1'26 best estimate = total D&A | n.d. | n.d. | n.d. | n.d. | n.d. | n.d. | n.d. | n.d. | 208.8 | 253.8
tag |  |  |  | Not disclosed | Not disclosed | Not disclosed | Not disclosed | Not disclosed | Not disclosed | Not disclosed | Not disclosed | Reported | Reported
best estimate |  |  |  | 8.9 | 11.4 | 23.5 | 33.3 | 49.1 | 75.2 | 99 | 180.7
method / source |  |  |  | Est = total D&A (amortization small) | Est = total D&A (amortization small) | Est = total D&A (amortization small) | Est = total D&A (amortization small) | Est = total D&A (amortization small) | Est = total D&A (amortization small) | Est = total D&A (amortization small) | Est = total D&A (amortization small) | Note 7 | Note 7
VALUE USED |  |  |  | 8.9 | 11.4 | 23.5 | 33.3 | 49.1 | 75.2 | 99 | 180.7 | 208.8 | 253.8
Capitalized interest | $M | Filings | Note 12: Q2'26 $40.2M vs $107.5M gross convert interest | n.d. | n.d. | n.d. | n.d. | n.d. | n.d. | n.d. | n.d. | 15.7 | 40.2
tag |  |  |  | Not disclosed | Not disclosed | Not disclosed | Not disclosed | Not disclosed | Not disclosed | Not disclosed | Not disclosed | Reported | Reported
best estimate |  |  |  | 0 | 0 | 0 | 0 | 0 | 0 | 0 | 0
method / source |  |  |  | Not disclosed; est 0 | Not disclosed; est 0 | Not disclosed; est 0 | Not disclosed; est 0 | Not disclosed; est 0 | Not disclosed; est 0 | Not disclosed; est 0 | Not disclosed; est 0 | Note 12 | Note 12
VALUE USED |  |  |  | 0 | 0 | 0 | 0 | 0 | 0 | 0 | 0 | 15.7 | 40.2
Adjusted EBITDA (group) | $M | Filings | Q1'24 on pre-restatement basis | -70.9 | -58.1 | -45.9 | -63.9 | -53.7 | -21 | -5.2 | 15 | 129.5 | 236.2
tag |  |  |  | Reported | Reported | Reported | Reported | Reported | Reported | Reported | Reported | Reported | Reported
best estimate
method / source |  |  |  | Q1'25 6-K PR comparatives (pre-Toloka-deconsolidation basis) | Q2'25 6-K PR comparative | Q3'25 6-K PR comparative (restated) | Q4'25 6-K PR comparative | Q1'26 6-K PR comparative (restated) | Q2'26 6-K PR comparative | Q3'25 6-K PR | Q4'25 6-K PR | Q1'26 6-K PR | Q2'26 6-K PR (acc. 0001104659-26-094568)
VALUE USED |  |  |  | -70.9 | -58.1 | -45.9 | -63.9 | -53.7 | -21 | -5.2 | 15 | 129.5 | 236.2
Capex (purchases of PP&E + intangibles, cash) | $M | Filings | FY24 cash capex $807.5M; FY25 $4,066.0M (20-F FY25 cash-flow) | n.d. | n.d. | n.d. | 417.6 | 544 | 510.6 | 955.5 | 2056 | 2472.9 | 5657.4
tag |  |  |  | Not disclosed | Not disclosed | Not disclosed | Reported | Reported | Reported | Reported | Reported | Derived | Reported
best estimate |  |  |  | 2024-03-31: 130; 2024-06-30: 130; 2024-09-30: 129.9
method / source |  |  |  | Est: (FY24 807.5 - Q4'24 417.6) / 3 - split not disclosed | Est: (FY24 807.5 - Q4'24 417.6) / 3 - split not disclosed | Est: (FY24 807.5 - Q4'24 417.6) / 3 - split not disclosed | Q4'24 PR | Q1'25 letter | Q2'25 letter | Q3'25 letter | 20-F FY25 cash flow (FY 4,066.0 less 9M) | Derived: 1H26 8,130.3 - Q2 5,657.4 | Q2'26 PR (Filings)
VALUE USED |  |  |  | 130 | 130 | 129.9 | 417.6 | 544 | 510.6 | 955.5 | 2056 | 2472.9 | 5657.4
Cash & equivalents (ex-restricted) | $M | Filings |  | n.d. | n.d. | n.d. | 2434.7 | 1447 | 1679.3 | 4794.8 | 3678.1 | 9298.2 | 8042.1
tag |  |  |  | Not disclosed | Not disclosed | Not disclosed | Reported | Reported | Reported | Reported | Reported | Reported | Reported
best estimate |  |  |  | 2024-03-31: 2288.2; 2024-06-30: 2288.2; 2024-09-30: 2288.2
method / source |  |  |  | Est: carry Q3'24 balance (not loaded) | Est: carry Q3'24 balance (not loaded) | Q3'24 PR (pre-restatement) as best estimate | Q4'25 6-K PR comparative | Q1'26 6-K PR comparative (restated) | Q2'26 6-K PR comparative | Q3'25 6-K PR | Q4'25 6-K PR | Q1'26 6-K PR | Q2'26 6-K PR (acc. 0001104659-26-094568)
VALUE USED |  |  |  | 2288.2 | 2288.2 | 2288.2 | 2434.7 | 1447 | 1679.3 | 4794.8 | 3678.1 | 9298.2 | 8042.1
Shares issued & outstanding (Class A + B, ex-treasury) | M sh | Filings |  | n.d. | n.d. | 199.3401 | 235.7536 | 238.1088 | 238.7051 | 251.8072 | 253.017 | 253.8982 | 271.8552
tag |  |  |  | Not disclosed | Not disclosed | Reported | Reported | Reported | Reported | Reported | Reported | Reported | Reported
best estimate |  |  |  | 2024-03-31: 199.34; 2024-06-30: 199.34
method / source |  |  |  | Est: carry Q3'24 (pre-restructuring counts not comparable) | Est: carry Q3'24 (pre-restructuring counts not comparable) | Q3'25 6-K PR comparative (restated) | Q4'25 6-K PR comparative | Q1'26 6-K PR comparative (restated) | Q2'26 6-K PR comparative | Q3'25 6-K PR | Q4'25 6-K PR | Q1'26 6-K PR | Q2'26 6-K PR (acc. 0001104659-26-094568)
VALUE USED |  |  |  | 199.34 | 199.34 | 199.3401 | 235.7536 | 238.1088 | 238.7051 | 251.8072 | 253.017 | 253.8982 | 271.8552
Active power (IT MW consumed) | MW | Capacity | Only YE25 disclosed (~170 MW). Est = 170 x group revenue / Q4'25 revenue (pre-2026) or linear path to 900 MW by Q2'27 (2026) | n.d. | n.d. | n.d. | n.d. | n.d. | n.d. | n.d. | 170 | n.d. | n.d.
tag |  |  |  | Not disclosed | Not disclosed | Not disclosed | Not disclosed | Not disclosed | Not disclosed | Not disclosed | Reported | Not disclosed | Not disclosed
best estimate |  |  |  | 8.5 | 10.8 | 24 | 26.3 | 38 | 78.5 | 109.1 |  | 291.7 | 413.3
method / source |  |  |  | Est: revenue-proportional to YE25 170 MW (YE24 ~25 MW connected per Q3'25 letter = sanity check) | Est: revenue-proportional to YE25 170 MW (YE24 ~25 MW connected per Q3'25 letter = sanity check) | Est: revenue-proportional to YE25 170 MW (YE24 ~25 MW connected per Q3'25 letter = sanity check) | Est: revenue-proportional to YE25 170 MW (YE24 ~25 MW connected per Q3'25 letter = sanity check) | Est: revenue-proportional to YE25 170 MW (YE24 ~25 MW connected per Q3'25 letter = sanity check) | Est: revenue-proportional to YE25 170 MW (YE24 ~25 MW connected per Q3'25 letter = sanity check) | Est: revenue-proportional to YE25 170 MW (YE24 ~25 MW connected per Q3'25 letter = sanity check) | Q4'25 letter: ~170 MW active | Est: linear 170 MW (Q4'25) -> 900 MW (Q2'27; 800MW-1GW connected YE26, active through 1H27 per Q2'26 call) | Est: linear 170 MW (Q4'25) -> 900 MW (Q2'27; 800MW-1GW connected YE26, active through 1H27 per Q2'26 call)
VALUE USED |  |  |  | 8.5 | 10.8 | 24 | 26.3 | 38 | 78.5 | 109.1 | 170 | 291.7 | 413.3
Contracted power (portfolio) | MW | Capacity/Filings | Contracted = land + power commitments, not built | n.d. | n.d. | n.d. | n.d. | n.d. | n.d. | n.d. | 2000 | n.d. | 3500
tag |  |  |  | Not disclosed | Not disclosed | Not disclosed | Not disclosed | Not disclosed | Not disclosed | Not disclosed | Reported | Not disclosed | Reported
best estimate |  |  |  | 0 | 0 | 0 | 0 | 0 | 0 | 0 |  | 2750
method / source |  |  |  | n.d. pre-Feb-26 (best est. n/a - not used for revenue) | n.d. pre-Feb-26 (best est. n/a - not used for revenue) | n.d. pre-Feb-26 (best est. n/a - not used for revenue) | n.d. pre-Feb-26 (best est. n/a - not used for revenue) | n.d. pre-Feb-26 (best est. n/a - not used for revenue) | n.d. pre-Feb-26 (best est. n/a - not used for revenue) | n.d. pre-Feb-26 (best est. n/a - not used for revenue) | Q4'25 letter (Feb-26): >2 GW | Est: midpoint Feb->May | Q1'26 letter (May-26): >3.5 GW contracted
VALUE USED |  |  |  | 0 | 0 | 0 | 0 | 0 | 0 | 0 | 2000 | 2750 | 3500
Deferred revenue (current + non-current) | $M | Filings | Customer prepayments; Filings & Capital | n.d. | n.d. | n.d. | n.d. | n.d. | n.d. | n.d. | 1578 | 4778 | 5975
tag |  |  |  | Not disclosed | Not disclosed | Not disclosed | Not disclosed | Not disclosed | Not disclosed | Not disclosed | Reported | Reported | Reported
best estimate |  |  |  | 0 | 0 | 0 | 0 | 0 | 0 | 0
method / source |  |  |  | n.d. in collected files; best est. 0 (pre-prepayment era) - Filings to verify | n.d. in collected files; best est. 0 (pre-prepayment era) - Filings to verify | n.d. in collected files; best est. 0 (pre-prepayment era) - Filings to verify | n.d. in collected files; best est. 0 (pre-prepayment era) - Filings to verify | n.d. in collected files; best est. 0 (pre-prepayment era) - Filings to verify | n.d. in collected files; best est. 0 (pre-prepayment era) - Filings to verify | n.d. in collected files; best est. 0 (pre-prepayment era) - Filings to verify | Q4'25 20-F | Q1'26 6-K FS | Q2'26 6-K FS
VALUE USED |  |  |  | 0 | 0 | 0 | 0 | 0 | 0 | 0 | 1578 | 4778 | 5975
Remaining performance obligations | $M | Filings | 100% AI cloud at 6/30/26 (36% <24 months) | n.d. | n.d. | n.d. | n.d. | n.d. | n.d. | n.d. | 21300 | 33600 | 37490.6
tag |  |  |  | Not disclosed | Not disclosed | Not disclosed | Not disclosed | Not disclosed | Not disclosed | Not disclosed | Reported | Reported | Reported
best estimate
method / source |  |  |  | n.d. in collected files (not used in model) | n.d. in collected files (not used in model) | n.d. in collected files (not used in model) | n.d. in collected files (not used in model) | n.d. in collected files (not used in model) | n.d. in collected files (not used in model) | n.d. in collected files (not used in model) | 20-F FY25 | Q1'26 6-K FS | Q2'26 6-K FS Note
VALUE USED |  |  |  | 0 | 0 | 0 | 0 | 0 | 0 | 0 | 21300 | 33600 | 37490.6

## Sites
Sites
Site-by-site MW: three blocks (contracted / energized estimate [Capacity] / mgmt-guided). Selector Inputs!MWSel picks the revenue driver. All MW converted to IT basis via PUE where basis = Facility.
Line item | Unit | Owner | Tag / source / method | Open | Q1'24 | Q2'24 | Q3'24 | Q4'24 | Q1'25 | Q2'25 | Q3'25 | Q4'25 | Q1'26 | Q2'26 | Q3'26 | Q4'26 | Q1'27 | Q2'27 | Q3'27 | Q4'27 | Q1'28 | Q2'28 | Q3'28 | Q4'28 | Q1'29 | Q2'29 | Q3'29 | Q4'29 | Q1'30 | Q2'30 | Q3'30 | Q4'30 | FY2024 | FY2025 | FY2026 | FY2027 | FY2028 | FY2029 | FY2030
Period end |  |  |  |  | 2024-03-31 | 2024-06-30 | 2024-09-30 | 2024-12-31 | 2025-03-31 | 2025-06-30 | 2025-09-30 | 2025-12-31 | 2026-03-31 | 2026-06-30 | 2026-09-30 | 2026-12-31 | 2027-03-31 | 2027-06-30 | 2027-09-30 | 2027-12-31 | 2028-03-31 | 2028-06-30 | 2028-09-30 | 2028-12-31 | 2029-03-31 | 2029-06-30 | 2029-09-30 | 2029-12-31 | 2030-03-31 | 2030-06-30 | 2030-09-30 | 2030-12-31
Index |  |  |  | 0 | 1 | 2 | 3 | 4 | 5 | 6 | 7 | 8 | 9 | 10 | 11 | 12 | 13 | 14 | 15 | 16 | 17 | 18 | 19 | 20 | 21 | 22 | 23 | 24 | 25 | 26 | 27 | 28
A = actual / F = forecast | bar: 2024-03-31 to 2030-12-31
Fiscal year |  |  |  |  | 2024 | 2024 | 2024 | 2024 | 2025 | 2025 | 2025 | 2025 | 2026 | 2026 | 2026 | 2026 | 2027 | 2027 | 2027 | 2027 | 2028 | 2028 | 2028 | 2028 | 2029 | 2029 | 2029 | 2029 | 2030 | 2030 | 2030 | 2030 | 2024 | 2025 | 2026 | 2027 | 2028 | 2029 | 2030
Site metadata (ownership switches shell+power between capex [Owned] and rent [Leased-colo / Build-to-suit lease]; MW basis flag converts Facility MW to IT MW via PUE)
Site | Ownership | MW basis | Capacity-file basis / notes | Risk grade | 2024-03-31: IT factor; 2024-06-30: Owned?; 2024-09-30: Go-live idx - early (bull); 2024-12-31: Go-live idx - base; 2025-03-31: Go-live idx - late (bear); 2025-06-30: Go-live (live); 2025-09-30: Evidence tag; 2025-12-31: Owner / due; 2026-03-31: GPU generation; 2026-06-30: Capex $M/IT MW; 2026-09-30: of which shell+power; 2026-12-31: IT factor - Capacity v2 Basis tab (1/factor if gross)
Vineland NJ (DataOne) | Build-to-suit lease | IT | file basis: IT; Vineland leased from DataOne; Bloom PPA power | Red | 2024-03-31: 1; 2024-06-30: 0; 2024-09-30: 8; 2024-12-31: 8; 2025-03-31: 8; 2025-06-30: Q4'25; 2025-12-31: Capacity & Power - due Tue Oct 6 (prefill = first non-zero energized qtr in Capacity file); 2026-03-31: GB300 NVL72; 2026-06-30: 36.7875; 2026-09-30: 0; 2026-12-31: 1
Independence MO (Eastgate) | Owned | Facility | file basis: stated/unknown | Green | 2024-03-31: 0.7407; 2024-06-30: 1; 2024-09-30: 15; 2024-12-31: 15; 2025-03-31: 16; 2025-06-30: Q3'27; 2025-12-31: Capacity & Power - due Tue Oct 6 (prefill = first non-zero energized qtr in Capacity file); 2026-03-31: Vera Rubin NVL72; 2026-06-30: 52.6; 2026-09-30: 12.5; 2026-12-31: 0.7407
Butler Twp PA (Highridge) | Owned | Facility | file basis: stated/unknown | Red | 2024-03-31: 0.7407; 2024-06-30: 1; 2024-09-30: 16; 2024-12-31: 16; 2025-03-31: 20; 2025-06-30: Q4'27; 2025-12-31: Capacity & Power - due Tue Oct 6 (prefill = first non-zero energized qtr in Capacity file); 2026-03-31: Vera Rubin NVL72; 2026-06-30: 52.6; 2026-09-30: 12.5; 2026-12-31: 0.7407
Birmingham AL (BHM01, Oxmoor) | Owned | Facility | file basis: stated/unknown | Yellow | 2024-03-31: 0.7407; 2024-06-30: 1; 2024-09-30: 13; 2024-12-31: 13; 2025-03-31: 15; 2025-06-30: Q1'27; 2025-12-31: Capacity & Power - due Tue Oct 6 (prefill = first non-zero energized qtr in Capacity file); 2026-03-31: Vera Rubin NVL72; 2026-06-30: 52.6; 2026-09-30: 12.5; 2026-12-31: 0.7407
Bethune FR (Azur Datacenter, ex-Bridgestone) | Leased-colo | Facility | file basis: stated/unknown; Bethune 0/30/60 MW YE26 (Capacity) | Yellow | 2024-03-31: 0.7692; 2024-06-30: 0; 2024-09-30: 12; 2024-12-31: 12; 2025-03-31: 13; 2025-06-30: Q4'26; 2025-12-31: Capacity & Power - due Tue Oct 6 (prefill = first non-zero energized qtr in Capacity file); 2026-03-31: GB300 NVL72; 2026-06-30: 36.7875; 2026-09-30: 0; 2026-12-31: 0.7692
Lappeenranta FI (Pajarila / Polarnode) | Owned | Facility | file basis: stated/unknown | Green | 2024-03-31: 0.8696; 2024-06-30: 1; 2024-09-30: 14; 2024-12-31: 14; 2025-03-31: 16; 2025-06-30: Q2'27; 2025-12-31: Capacity & Power - due Tue Oct 6 (prefill = first non-zero energized qtr in Capacity file); 2026-03-31: Vera Rubin NVL72; 2026-06-30: 52.6; 2026-09-30: 12.5; 2026-12-31: 0.8696
Mantsala FI #1 | Owned | IT | file basis: stated/unknown | Green | 2024-03-31: 0.9091; 2024-06-30: 1; 2024-09-30: 1; 2024-12-31: 1; 2025-03-31: 1; 2025-06-30: Q1'24; 2025-12-31: Capacity & Power - due Tue Oct 6 (prefill = first non-zero energized qtr in Capacity file); 2026-03-31: GB300 NVL72; 2026-06-30: 49.2875; 2026-09-30: 12.5; 2026-12-31: 0.9091
Mantsala FI #2 (Kapuli) | Owned | Facility | file basis: stated/unknown | Yellow | 2024-03-31: 0.8696; 2024-06-30: 1; 2024-09-30: 16; 2024-12-31: 16; 2025-03-31: 17; 2025-06-30: Q4'27; 2025-12-31: Capacity & Power - due Tue Oct 6 (prefill = first non-zero energized qtr in Capacity file); 2026-03-31: Vera Rubin NVL72; 2026-06-30: 52.6; 2026-09-30: 12.5; 2026-12-31: 0.8696
Kansas City MO (Patmos) | Leased-colo | IT | file basis: stated/unknown | Green | 2024-03-31: 1; 2024-06-30: 0; 2024-09-30: 6; 2024-12-31: 6; 2025-03-31: 6; 2025-06-30: Q2'25; 2025-12-31: Capacity & Power - due Tue Oct 6 (prefill = first non-zero energized qtr in Capacity file); 2026-03-31: B200 (HGX); 2026-06-30: 30; 2026-09-30: 0; 2026-12-31: 1
Paris (Equinix PA10) | Leased-colo | IT | file basis: stated/unknown | Green | 2024-03-31: 1; 2024-06-30: 0; 2024-09-30: 4; 2024-12-31: 4; 2025-03-31: 4; 2025-06-30: Q4'24; 2025-12-31: Capacity & Power - due Tue Oct 6 (prefill = first non-zero energized qtr in Capacity file); 2026-03-31: Hopper H100/H200; 2026-06-30: 30; 2026-09-30: 0; 2026-12-31: 1
Keflavik IS (Verne) | Leased-colo | IT | file basis: stated/unknown | Green | 2024-03-31: 1; 2024-06-30: 0; 2024-09-30: 5; 2024-12-31: 5; 2025-03-31: 5; 2025-06-30: Q1'25; 2025-12-31: Capacity & Power - due Tue Oct 6 (prefill = first non-zero energized qtr in Capacity file); 2026-03-31: Hopper H100/H200; 2026-06-30: 30; 2026-09-30: 0; 2026-12-31: 1
London Longcross (Ark LP01) | Leased-colo | IT | file basis: stated/unknown | Green | 2024-03-31: 0.7692; 2024-06-30: 0; 2024-09-30: 8; 2024-12-31: 8; 2025-03-31: 8; 2025-06-30: Q4'25; 2025-12-31: Capacity & Power - due Tue Oct 6 (prefill = first non-zero energized qtr in Capacity file); 2026-03-31: B300 (HGX); 2026-06-30: 30; 2026-09-30: 0; 2026-12-31: 0.7692
Harlow UK (Kao Data KLON-02/03) | Leased-colo | IT | file basis: stated/unknown | Yellow | 2024-03-31: 1; 2024-06-30: 0; 2024-09-30: 12; 2024-12-31: 12; 2025-03-31: 13; 2025-06-30: Q4'26; 2025-12-31: Capacity & Power - due Tue Oct 6 (prefill = first non-zero energized qtr in Capacity file); 2026-03-31: B300 (HGX); 2026-06-30: 30; 2026-09-30: 0; 2026-12-31: 1
UK 3rd new deployment (unnamed) | Leased-colo | IT | file basis: stated/unknown | Red | 2024-03-31: 1; 2024-06-30: 0; 2025-06-30: n/a; 2025-12-31: Capacity & Power - due Tue Oct 6 (prefill = first non-zero energized qtr in Capacity file); 2026-03-31: GB300 NVL72; 2026-06-30: 36.7875; 2026-09-30: 0; 2026-12-31: 1
Modi'in IL (Mega Or) | Leased-colo | IT | file basis: IT | Green | 2024-03-31: 1; 2024-06-30: 0; 2024-09-30: 8; 2024-12-31: 8; 2025-03-31: 8; 2025-06-30: Q4'25; 2025-12-31: Capacity & Power - due Tue Oct 6 (prefill = first non-zero energized qtr in Capacity file); 2026-03-31: B200 (HGX); 2026-06-30: 30; 2026-09-30: 0; 2026-12-31: 1
Masmiyya IL (Mega DC) | Leased-colo | Facility | file basis: stated/unknown | Yellow | 2024-03-31: 1; 2024-06-30: 0; 2024-09-30: 12; 2024-12-31: 12; 2025-03-31: 13; 2025-06-30: Q4'26; 2025-12-31: Capacity & Power - due Tue Oct 6 (prefill = first non-zero energized qtr in Capacity file); 2026-03-31: GB300 NVL72; 2026-06-30: 36.7875; 2026-09-30: 0; 2026-12-31: 1
Beit Shemesh IL (Mega DC) | Leased-colo | Facility | file basis: stated/unknown | Yellow | 2024-03-31: 1; 2024-06-30: 0; 2024-09-30: 12; 2024-12-31: 12; 2025-03-31: 13; 2025-06-30: Q4'26; 2025-12-31: Capacity & Power - due Tue Oct 6 (prefill = first non-zero energized qtr in Capacity file); 2026-03-31: GB300 NVL72; 2026-06-30: 36.7875; 2026-09-30: 0; 2026-12-31: 1
Madrid-Getafe ES (Merlin Edged) | Leased-colo | IT | file basis: stated/unknown | Green | 2024-03-31: 1; 2024-06-30: 0; 2024-09-30: 11; 2024-12-31: 11; 2025-03-31: 11; 2025-06-30: Q3'26; 2025-12-31: Capacity & Power - due Tue Oct 6 (prefill = first non-zero energized qtr in Capacity file); 2026-03-31: B300 (HGX); 2026-06-30: 30; 2026-09-30: 0; 2026-12-31: 1
Tallinn EE (Greenergy Huuru) | Leased-colo | IT | file basis: stated/unknown | Yellow | 2024-03-31: 1; 2024-06-30: 0; 2024-09-30: 12; 2024-12-31: 12; 2025-03-31: 13; 2025-06-30: Q4'26; 2025-12-31: Capacity & Power - due Tue Oct 6 (prefill = first non-zero energized qtr in Capacity file); 2026-03-31: GB300 NVL72; 2026-06-30: 36.7875; 2026-09-30: 0; 2026-12-31: 1
Minnesota (RMA roles, likely colo live) | Leased-colo | IT | file basis: stated/unknown; PLACEHOLDER low/base/high on Inputs (Capacity & Power) | Yellow | 2024-03-31: 1; 2024-06-30: 0; 2025-06-30: n/a; 2025-12-31: Capacity & Power - due Tue Oct 6 (prefill = first non-zero energized qtr in Capacity file); 2026-03-31: B300 (HGX); 2026-06-30: 30; 2026-09-30: 0; 2026-12-31: 1
Oklahoma (7 DC roles, live-looking) | Leased-colo | IT | file basis: stated/unknown; PLACEHOLDER low/base/high on Inputs (Capacity & Power) | Yellow | 2024-03-31: 1; 2024-06-30: 0; 2025-06-30: n/a; 2025-12-31: Capacity & Power - due Tue Oct 6 (prefill = first non-zero energized qtr in Capacity file); 2026-03-31: GB300 NVL72; 2026-06-30: 36.7875; 2026-09-30: 0; 2026-12-31: 1
France 2nd colo (unnamed; possibly eu-west2) | Leased-colo | IT | file basis: stated/unknown | Yellow | 2024-03-31: 1; 2024-06-30: 0; 2025-06-30: n/a; 2025-12-31: Capacity & Power - due Tue Oct 6 (prefill = first non-zero energized qtr in Capacity file); 2026-03-31: n/d; 2026-06-30: 30; 2026-09-30: 0; 2026-12-31: 1
AIB CLT1 (South Carolina) | Leased-colo | IT | file basis: IT | Red | 2024-03-31: 1; 2024-06-30: 0; 2024-09-30: 15; 2024-12-31: 15; 2025-03-31: 17; 2025-06-30: Q3'27; 2025-12-31: Capacity & Power - due Tue Oct 6 (prefill = first non-zero energized qtr in Capacity file); 2026-03-31: Vera Rubin NVL72; 2026-06-30: 40.1; 2026-09-30: 0; 2026-12-31: 1
Newport UK (Vantage CWL1) | Leased-colo | IT | file basis: n/a | Yellow | 2024-03-31: 1; 2024-06-30: 0; 2024-09-30: 12; 2024-12-31: 12; 2025-03-31: 13; 2025-06-30: Q4'26; 2025-12-31: Capacity & Power - due Tue Oct 6 (prefill = first non-zero energized qtr in Capacity file); 2026-03-31: GB300 NVL72; 2026-06-30: 36.7875; 2026-09-30: 0; 2026-12-31: 1
Other unidentified (colo not yet visible) | Leased-colo | IT | file basis: n/a; PLACEHOLDER low/base/high on Inputs (Capacity & Power) | Red | 2024-03-31: 1; 2024-06-30: 0; 2025-06-30: n/a; 2025-12-31: Capacity & Power - due Tue Oct 6 (prefill = first non-zero energized qtr in Capacity file); 2026-03-31: n/d; 2026-06-30: 30; 2026-09-30: 0; 2026-12-31: 1
Other / unallocated portfolio MW (plug to portfolio total) | Mixed | IT | Owned share from Inputs!OwnedSh | Yellow | bar: 2024-03-31
Capacity-file import: energized MW low / base / high by site (as stated basis) - Capacity & Power 'Quarterly MW' (copied values): v1 = nebius_capacity_v1.xlsx, v2 = nebius_capacity.xlsx (Oct 4 2026 22:33 ET); selector Inputs!CapV
Vineland NJ (DataOne) - low [v1] | MW | Capacity | Capacity file v1 |  | 0 | 0 | 0 | 0 | 0 | 0 | 0 | 21.8 | 30 | 33 | 57 | 57 | 57 | 107 | 160 | 230 | 230 | 230 | 230 | 230 | 230 | 230 | 230 | 230 | 230 | 230 | 230 | 230 | 0 | 21.8 | 57 | 230 | 230 | 230 | 230
Vineland NJ (DataOne) - low [v2] | MW | Capacity | Capacity file v2 |  | 0 | 0 | 0 | 0 | 0 | 0 | 0 | 21.8 | 30 | 33 | 57 | 57 | 57 | 107 | 160 | 230 | 230 | 230 | 230 | 230 | 230 | 230 | 230 | 230 | 230 | 230 | 230 | 230 | 0 | 21.8 | 57 | 230 | 230 | 230 | 230
Vineland NJ (DataOne) - low | MW | Modeling | selected (CapV) |  | 0 | 0 | 0 | 0 | 0 | 0 | 0 | 21.8 | 30 | 33 | 57 | 57 | 57 | 107 | 160 | 230 | 230 | 230 | 230 | 230 | 230 | 230 | 230 | 230 | 230 | 230 | 230 | 230 | 0 | 21.8 | 57 | 230 | 230 | 230 | 230
Vineland NJ (DataOne) - base [v1] | MW | Capacity | Capacity file v1 |  | 0 | 0 | 0 | 0 | 0 | 0 | 0 | 26.2 | 37.5 | 39 | 66 | 81.8 | 118.5 | 168.5 | 205 | 240 | 240 | 240 | 240 | 240 | 240 | 240 | 240 | 240 | 240 | 240 | 240 | 240 | 0 | 26.2 | 81.8 | 240 | 240 | 240 | 240
Vineland NJ (DataOne) - base [v2] | MW | Capacity | Capacity file v2 |  | 0 | 0 | 0 | 0 | 0 | 0 | 0 | 26.2 | 37.5 | 39 | 66 | 81.8 | 118.5 | 168.5 | 200 | 235 | 235 | 235 | 235 | 235 | 235 | 235 | 235 | 235 | 235 | 235 | 235 | 235 | 0 | 26.2 | 81.8 | 235 | 235 | 235 | 235
Vineland NJ (DataOne) - base | MW | Modeling | selected (CapV) |  | 0 | 0 | 0 | 0 | 0 | 0 | 0 | 26.2 | 37.5 | 39 | 66 | 81.8 | 118.5 | 168.5 | 200 | 235 | 235 | 235 | 235 | 235 | 235 | 235 | 235 | 235 | 235 | 235 | 235 | 235 | 0 | 26.2 | 81.8 | 235 | 235 | 235 | 235
Vineland NJ (DataOne) - high [v1] | MW | Capacity | Capacity file v1 |  | 0 | 0 | 0 | 0 | 0 | 0 | 0 | 30.6 | 45 | 45 | 75 | 106.6 | 180 | 230 | 250 | 250 | 250 | 250 | 250 | 250 | 250 | 250 | 250 | 250 | 250 | 250 | 250 | 250 | 0 | 30.6 | 106.6 | 250 | 250 | 250 | 250
Vineland NJ (DataOne) - high [v2] | MW | Capacity | Capacity file v2 |  | 0 | 0 | 0 | 0 | 0 | 0 | 0 | 30.6 | 45 | 45 | 75 | 106.6 | 180 | 230 | 240 | 240 | 240 | 240 | 240 | 240 | 240 | 240 | 240 | 240 | 240 | 240 | 240 | 240 | 0 | 30.6 | 106.6 | 240 | 240 | 240 | 240
Vineland NJ (DataOne) - high | MW | Modeling | selected (CapV) |  | 0 | 0 | 0 | 0 | 0 | 0 | 0 | 30.6 | 45 | 45 | 75 | 106.6 | 180 | 230 | 240 | 240 | 240 | 240 | 240 | 240 | 240 | 240 | 240 | 240 | 240 | 240 | 240 | 240 | 0 | 30.6 | 106.6 | 240 | 240 | 240 | 240
Independence MO (Eastgate) - low [v1] | MW | Capacity | Capacity file v1 |  | 0 | 0 | 0 | 0 | 0 | 0 | 0 | 0 | 0 | 0 | 0 | 0 | 0 | 0 | 0 | 50 | 50 | 100 | 100 | 200 | 200 | 300 | 300 | 500 | 500 | 500 | 500 | 700 | 0 | 0 | 0 | 50 | 200 | 500 | 700
Independence MO (Eastgate) - low [v2] | MW | Capacity | Capacity file v2 |  | 0 | 0 | 0 | 0 | 0 | 0 | 0 | 0 | 0 | 0 | 0 | 0 | 0 | 0 | 0 | 50 | 50 | 100 | 100 | 200 | 200 | 300 | 300 | 500 | 500 | 500 | 500 | 700 | 0 | 0 | 0 | 50 | 200 | 500 | 700
Independence MO (Eastgate) - low | MW | Modeling | selected (CapV) |  | 0 | 0 | 0 | 0 | 0 | 0 | 0 | 0 | 0 | 0 | 0 | 0 | 0 | 0 | 0 | 50 | 50 | 100 | 100 | 200 | 200 | 300 | 300 | 500 | 500 | 500 | 500 | 700 | 0 | 0 | 0 | 50 | 200 | 500 | 700
Independence MO (Eastgate) - base [v1] | MW | Capacity | Capacity file v1 |  | 0 | 0 | 0 | 0 | 0 | 0 | 0 | 0 | 0 | 0 | 0 | 0 | 0 | 0 | 50 | 125 | 125 | 175 | 175 | 225 | 225 | 450 | 450 | 650 | 650 | 650 | 650 | 950 | 0 | 0 | 0 | 125 | 225 | 650 | 950
Independence MO (Eastgate) - base [v2] | MW | Capacity | Capacity file v2 |  | 0 | 0 | 0 | 0 | 0 | 0 | 0 | 0 | 0 | 0 | 0 | 0 | 0 | 0 | 50 | 125 | 125 | 175 | 175 | 225 | 225 | 450 | 450 | 650 | 650 | 650 | 650 | 950 | 0 | 0 | 0 | 125 | 225 | 650 | 950
Independence MO (Eastgate) - base | MW | Modeling | selected (CapV) |  | 0 | 0 | 0 | 0 | 0 | 0 | 0 | 0 | 0 | 0 | 0 | 0 | 0 | 0 | 50 | 125 | 125 | 175 | 175 | 225 | 225 | 450 | 450 | 650 | 650 | 650 | 650 | 950 | 0 | 0 | 0 | 125 | 225 | 650 | 950
Independence MO (Eastgate) - high [v1] | MW | Capacity | Capacity file v1 |  | 0 | 0 | 0 | 0 | 0 | 0 | 0 | 0 | 0 | 0 | 0 | 0 | 0 | 0 | 100 | 200 | 200 | 250 | 250 | 250 | 250 | 600 | 600 | 800 | 800 | 800 | 800 | 1200 | 0 | 0 | 0 | 200 | 250 | 800 | 1200
Independence MO (Eastgate) - high [v2] | MW | Capacity | Capacity file v2 |  | 0 | 0 | 0 | 0 | 0 | 0 | 0 | 0 | 0 | 0 | 0 | 0 | 0 | 0 | 100 | 200 | 200 | 250 | 250 | 250 | 250 | 600 | 600 | 800 | 800 | 800 | 800 | 1200 | 0 | 0 | 0 | 200 | 250 | 800 | 1200
Independence MO (Eastgate) - high | MW | Modeling | selected (CapV) |  | 0 | 0 | 0 | 0 | 0 | 0 | 0 | 0 | 0 | 0 | 0 | 0 | 0 | 0 | 100 | 200 | 200 | 250 | 250 | 250 | 250 | 600 | 600 | 800 | 800 | 800 | 800 | 1200 | 0 | 0 | 0 | 200 | 250 | 800 | 1200
Butler Twp PA (Highridge) - low [v1] | MW | Capacity | Capacity file v1 |  | 0 | 0 | 0 | 0 | 0 | 0 | 0 | 0 | 0 | 0 | 0 | 0 | 0 | 0 | 0 | 0 | 0 | 0 | 0 | 130 | 130 | 260 | 260 | 400 | 400 | 400 | 400 | 660 | 0 | 0 | 0 | 0 | 130 | 400 | 660
Butler Twp PA (Highridge) - low [v2] | MW | Capacity | Capacity file v2 |  | 0 | 0 | 0 | 0 | 0 | 0 | 0 | 0 | 0 | 0 | 0 | 0 | 0 | 0 | 0 | 0 | 0 | 0 | 0 | 130 | 130 | 260 | 260 | 400 | 400 | 400 | 400 | 660 | 0 | 0 | 0 | 0 | 130 | 400 | 660
Butler Twp PA (Highridge) - low | MW | Modeling | selected (CapV) |  | 0 | 0 | 0 | 0 | 0 | 0 | 0 | 0 | 0 | 0 | 0 | 0 | 0 | 0 | 0 | 0 | 0 | 0 | 0 | 130 | 130 | 260 | 260 | 400 | 400 | 400 | 400 | 660 | 0 | 0 | 0 | 0 | 130 | 400 | 660
Butler Twp PA (Highridge) - base [v1] | MW | Capacity | Capacity file v1 |  | 0 | 0 | 0 | 0 | 0 | 0 | 0 | 0 | 0 | 0 | 0 | 0 | 0 | 0 | 0 | 65 | 130 | 130 | 130 | 265 | 265 | 460 | 460 | 700 | 700 | 700 | 700 | 930 | 0 | 0 | 0 | 65 | 265 | 700 | 930
Butler Twp PA (Highridge) - base [v2] | MW | Capacity | Capacity file v2 |  | 0 | 0 | 0 | 0 | 0 | 0 | 0 | 0 | 0 | 0 | 0 | 0 | 0 | 0 | 0 | 65 | 130 | 130 | 130 | 265 | 265 | 460 | 460 | 700 | 700 | 700 | 700 | 930 | 0 | 0 | 0 | 65 | 265 | 700 | 930
Butler Twp PA (Highridge) - base | MW | Modeling | selected (CapV) |  | 0 | 0 | 0 | 0 | 0 | 0 | 0 | 0 | 0 | 0 | 0 | 0 | 0 | 0 | 0 | 65 | 130 | 130 | 130 | 265 | 265 | 460 | 460 | 700 | 700 | 700 | 700 | 930 | 0 | 0 | 0 | 65 | 265 | 700 | 930
Butler Twp PA (Highridge) - high [v1] | MW | Capacity | Capacity file v1 |  | 0 | 0 | 0 | 0 | 0 | 0 | 0 | 0 | 0 | 0 | 0 | 0 | 0 | 0 | 0 | 130 | 260 | 260 | 260 | 400 | 400 | 660 | 660 | 1000 | 1000 | 1000 | 1000 | 1200 | 0 | 0 | 0 | 130 | 400 | 1000 | 1200
Butler Twp PA (Highridge) - high [v2] | MW | Capacity | Capacity file v2 |  | 0 | 0 | 0 | 0 | 0 | 0 | 0 | 0 | 0 | 0 | 0 | 0 | 0 | 0 | 0 | 130 | 260 | 260 | 260 | 400 | 400 | 660 | 660 | 1000 | 1000 | 1000 | 1000 | 1200 | 0 | 0 | 0 | 130 | 400 | 1000 | 1200
Butler Twp PA (Highridge) - high | MW | Modeling | selected (CapV) |  | 0 | 0 | 0 | 0 | 0 | 0 | 0 | 0 | 0 | 0 | 0 | 0 | 0 | 0 | 0 | 130 | 260 | 260 | 260 | 400 | 400 | 660 | 660 | 1000 | 1000 | 1000 | 1000 | 1200 | 0 | 0 | 0 | 130 | 400 | 1000 | 1200
Birmingham AL (BHM01, Oxmoor) - low [v1] | MW | Capacity | Capacity file v1 |  | 0 | 0 | 0 | 0 | 0 | 0 | 0 | 0 | 0 | 0 | 0 | 0 | 0 | 0 | 25 | 50 | 50 | 100 | 100 | 200 | 200 | 200 | 200 | 300 | 300 | 300 | 300 | 300 | 0 | 0 | 0 | 50 | 200 | 300 | 300
Birmingham AL (BHM01, Oxmoor) - low [v2] | MW | Capacity | Capacity file v2 |  | 0 | 0 | 0 | 0 | 0 | 0 | 0 | 0 | 0 | 0 | 0 | 0 | 0 | 0 | 25 | 50 | 50 | 100 | 100 | 200 | 200 | 200 | 200 | 300 | 300 | 300 | 300 | 300 | 0 | 0 | 0 | 50 | 200 | 300 | 300
Birmingham AL (BHM01, Oxmoor) - low | MW | Modeling | selected (CapV) |  | 0 | 0 | 0 | 0 | 0 | 0 | 0 | 0 | 0 | 0 | 0 | 0 | 0 | 0 | 25 | 50 | 50 | 100 | 100 | 200 | 200 | 200 | 200 | 300 | 300 | 300 | 300 | 300 | 0 | 0 | 0 | 50 | 200 | 300 | 300
Birmingham AL (BHM01, Oxmoor) - base [v1] | MW | Capacity | Capacity file v1 |  | 0 | 0 | 0 | 0 | 0 | 0 | 0 | 0 | 0 | 0 | 0 | 0 | 12.5 | 25 | 50 | 75 | 75 | 150 | 150 | 250 | 250 | 250 | 250 | 300 | 300 | 300 | 300 | 300 | 0 | 0 | 0 | 75 | 250 | 300 | 300
Birmingham AL (BHM01, Oxmoor) - base [v2] | MW | Capacity | Capacity file v2 |  | 0 | 0 | 0 | 0 | 0 | 0 | 0 | 0 | 0 | 0 | 0 | 0 | 12.5 | 25 | 50 | 75 | 75 | 150 | 150 | 250 | 250 | 250 | 250 | 300 | 300 | 300 | 300 | 300 | 0 | 0 | 0 | 75 | 250 | 300 | 300
Birmingham AL (BHM01, Oxmoor) - base | MW | Modeling | selected (CapV) |  | 0 | 0 | 0 | 0 | 0 | 0 | 0 | 0 | 0 | 0 | 0 | 0 | 12.5 | 25 | 50 | 75 | 75 | 150 | 150 | 250 | 250 | 250 | 250 | 300 | 300 | 300 | 300 | 300 | 0 | 0 | 0 | 75 | 250 | 300 | 300
Birmingham AL (BHM01, Oxmoor) - high [v1] | MW | Capacity | Capacity file v1 |  | 0 | 0 | 0 | 0 | 0 | 0 | 0 | 0 | 0 | 0 | 0 | 0 | 25 | 50 | 75 | 100 | 100 | 200 | 200 | 300 | 300 | 300 | 300 | 300 | 300 | 300 | 300 | 300 | 0 | 0 | 0 | 100 | 300 | 300 | 300
Birmingham AL (BHM01, Oxmoor) - high [v2] | MW | Capacity | Capacity file v2 |  | 0 | 0 | 0 | 0 | 0 | 0 | 0 | 0 | 0 | 0 | 0 | 0 | 25 | 50 | 75 | 100 | 100 | 200 | 200 | 300 | 300 | 300 | 300 | 300 | 300 | 300 | 300 | 300 | 0 | 0 | 0 | 100 | 300 | 300 | 300
Birmingham AL (BHM01, Oxmoor) - high | MW | Modeling | selected (CapV) |  | 0 | 0 | 0 | 0 | 0 | 0 | 0 | 0 | 0 | 0 | 0 | 0 | 25 | 50 | 75 | 100 | 100 | 200 | 200 | 300 | 300 | 300 | 300 | 300 | 300 | 300 | 300 | 300 | 0 | 0 | 0 | 100 | 300 | 300 | 300
Bethune FR (Azur Datacenter, ex-Bridgestone) - low [v1] | MW | Capacity | Capacity file v1 |  | 0 | 0 | 0 | 0 | 0 | 0 | 0 | 0 | 0 | 0 | 0 | 0 | 27 | 60 | 60 | 120 | 120 | 120 | 120 | 240 | 240 | 240 | 240 | 240 | 240 | 240 | 240 | 240 | 0 | 0 | 0 | 120 | 240 | 240 | 240
Bethune FR (Azur Datacenter, ex-Bridgestone) - low [v2] | MW | Capacity | Capacity file v2 |  | 0 | 0 | 0 | 0 | 0 | 0 | 0 | 0 | 0 | 0 | 0 | 0 | 27 | 60 | 60 | 120 | 120 | 120 | 120 | 240 | 240 | 240 | 240 | 240 | 240 | 240 | 240 | 240 | 0 | 0 | 0 | 120 | 240 | 240 | 240
Bethune FR (Azur Datacenter, ex-Bridgestone) - low | MW | Modeling | selected (CapV) |  | 0 | 0 | 0 | 0 | 0 | 0 | 0 | 0 | 0 | 0 | 0 | 0 | 27 | 60 | 60 | 120 | 120 | 120 | 120 | 240 | 240 | 240 | 240 | 240 | 240 | 240 | 240 | 240 | 0 | 0 | 0 | 120 | 240 | 240 | 240
Bethune FR (Azur Datacenter, ex-Bridgestone) - base [v1] | MW | Capacity | Capacity file v1 |  | 0 | 0 | 0 | 0 | 0 | 0 | 0 | 0 | 0 | 0 | 0 | 30 | 73.5 | 120 | 120 | 180 | 180 | 180 | 180 | 240 | 240 | 240 | 240 | 240 | 240 | 240 | 240 | 240 | 0 | 0 | 30 | 180 | 240 | 240 | 240
Bethune FR (Azur Datacenter, ex-Bridgestone) - base [v2] | MW | Capacity | Capacity file v2 |  | 0 | 0 | 0 | 0 | 0 | 0 | 0 | 0 | 0 | 0 | 0 | 30 | 73.5 | 120 | 120 | 180 | 180 | 180 | 180 | 240 | 240 | 240 | 240 | 240 | 240 | 240 | 240 | 240 | 0 | 0 | 30 | 180 | 240 | 240 | 240
Bethune FR (Azur Datacenter, ex-Bridgestone) - base | MW | Modeling | selected (CapV) |  | 0 | 0 | 0 | 0 | 0 | 0 | 0 | 0 | 0 | 0 | 0 | 30 | 73.5 | 120 | 120 | 180 | 180 | 180 | 180 | 240 | 240 | 240 | 240 | 240 | 240 | 240 | 240 | 240 | 0 | 0 | 30 | 180 | 240 | 240 | 240
Bethune FR (Azur Datacenter, ex-Bridgestone) - high [v1] | MW | Capacity | Capacity file v1 |  | 0 | 0 | 0 | 0 | 0 | 0 | 0 | 0 | 0 | 0 | 0 | 60 | 120 | 180 | 180 | 240 | 240 | 240 | 240 | 240 | 240 | 240 | 240 | 240 | 240 | 240 | 240 | 240 | 0 | 0 | 60 | 240 | 240 | 240 | 240
Bethune FR (Azur Datacenter, ex-Bridgestone) - high [v2] | MW | Capacity | Capacity file v2 |  | 0 | 0 | 0 | 0 | 0 | 0 | 0 | 0 | 0 | 0 | 0 | 60 | 120 | 180 | 180 | 240 | 240 | 240 | 240 | 240 | 240 | 240 | 240 | 240 | 240 | 240 | 240 | 240 | 0 | 0 | 60 | 240 | 240 | 240 | 240
Bethune FR (Azur Datacenter, ex-Bridgestone) - high | MW | Modeling | selected (CapV) |  | 0 | 0 | 0 | 0 | 0 | 0 | 0 | 0 | 0 | 0 | 0 | 60 | 120 | 180 | 180 | 240 | 240 | 240 | 240 | 240 | 240 | 240 | 240 | 240 | 240 | 240 | 240 | 240 | 0 | 0 | 60 | 240 | 240 | 240 | 240
Lappeenranta FI (Pajarila / Polarnode) - low [v1] | MW | Capacity | Capacity file v1 |  | 0 | 0 | 0 | 0 | 0 | 0 | 0 | 0 | 0 | 0 | 0 | 0 | 0 | 0 | 0 | 35 | 35 | 70 | 70 | 140 | 140 | 140 | 140 | 220 | 220 | 220 | 220 | 310 | 0 | 0 | 0 | 35 | 140 | 220 | 310
Lappeenranta FI (Pajarila / Polarnode) - low [v2] | MW | Capacity | Capacity file v2 |  | 0 | 0 | 0 | 0 | 0 | 0 | 0 | 0 | 0 | 0 | 0 | 0 | 0 | 0 | 0 | 35 | 35 | 70 | 70 | 140 | 140 | 140 | 140 | 220 | 220 | 220 | 220 | 310 | 0 | 0 | 0 | 35 | 140 | 220 | 310
Lappeenranta FI (Pajarila / Polarnode) - low | MW | Modeling | selected (CapV) |  | 0 | 0 | 0 | 0 | 0 | 0 | 0 | 0 | 0 | 0 | 0 | 0 | 0 | 0 | 0 | 35 | 35 | 70 | 70 | 140 | 140 | 140 | 140 | 220 | 220 | 220 | 220 | 310 | 0 | 0 | 0 | 35 | 140 | 220 | 310
Lappeenranta FI (Pajarila / Polarnode) - base [v1] | MW | Capacity | Capacity file v1 |  | 0 | 0 | 0 | 0 | 0 | 0 | 0 | 0 | 0 | 0 | 0 | 0 | 0 | 17.5 | 35 | 52.5 | 52.5 | 105 | 105 | 170 | 170 | 170 | 170 | 265 | 265 | 265 | 265 | 310 | 0 | 0 | 0 | 52.5 | 170 | 265 | 310
Lappeenranta FI (Pajarila / Polarnode) - base [v2] | MW | Capacity | Capacity file v2 |  | 0 | 0 | 0 | 0 | 0 | 0 | 0 | 0 | 0 | 0 | 0 | 0 | 0 | 17.5 | 35 | 52.5 | 52.5 | 105 | 105 | 170 | 170 | 170 | 170 | 265 | 265 | 265 | 265 | 310 | 0 | 0 | 0 | 52.5 | 170 | 265 | 310
Lappeenranta FI (Pajarila / Polarnode) - base | MW | Modeling | selected (CapV) |  | 0 | 0 | 0 | 0 | 0 | 0 | 0 | 0 | 0 | 0 | 0 | 0 | 0 | 17.5 | 35 | 52.5 | 52.5 | 105 | 105 | 170 | 170 | 170 | 170 | 265 | 265 | 265 | 265 | 310 | 0 | 0 | 0 | 52.5 | 170 | 265 | 310
Lappeenranta FI (Pajarila / Polarnode) - high [v1] | MW | Capacity | Capacity file v1 |  | 0 | 0 | 0 | 0 | 0 | 0 | 0 | 0 | 0 | 0 | 0 | 0 | 0 | 35 | 70 | 70 | 70 | 140 | 140 | 200 | 200 | 200 | 200 | 310 | 310 | 310 | 310 | 310 | 0 | 0 | 0 | 70 | 200 | 310 | 310
Lappeenranta FI (Pajarila / Polarnode) - high [v2] | MW | Capacity | Capacity file v2 |  | 0 | 0 | 0 | 0 | 0 | 0 | 0 | 0 | 0 | 0 | 0 | 0 | 0 | 35 | 70 | 70 | 70 | 140 | 140 | 200 | 200 | 200 | 200 | 310 | 310 | 310 | 310 | 310 | 0 | 0 | 0 | 70 | 200 | 310 | 310
Lappeenranta FI (Pajarila / Polarnode) - high | MW | Modeling | selected (CapV) |  | 0 | 0 | 0 | 0 | 0 | 0 | 0 | 0 | 0 | 0 | 0 | 0 | 0 | 35 | 70 | 70 | 70 | 140 | 140 | 200 | 200 | 200 | 200 | 310 | 310 | 310 | 310 | 310 | 0 | 0 | 0 | 70 | 200 | 310 | 310
Mantsala FI #1 - low [v1] | MW | Capacity | Capacity file v1 |  | 25 | 25 | 25 | 25 | 25 | 25 | 25 | 50 | 75 | 75 | 75 | 75 | 75 | 75 | 75 | 75 | 75 | 75 | 75 | 75 | 75 | 75 | 75 | 75 | 75 | 75 | 75 | 75 | 25 | 50 | 75 | 75 | 75 | 75 | 75
Mantsala FI #1 - low [v2] | MW | Capacity | Capacity file v2 |  | 25 | 25 | 25 | 25 | 25 | 25 | 25 | 50 | 75 | 75 | 75 | 75 | 75 | 75 | 75 | 75 | 75 | 75 | 75 | 75 | 75 | 75 | 75 | 75 | 75 | 75 | 75 | 75 | 25 | 50 | 75 | 75 | 75 | 75 | 75
Mantsala FI #1 - low | MW | Modeling | selected (CapV) |  | 25 | 25 | 25 | 25 | 25 | 25 | 25 | 50 | 75 | 75 | 75 | 75 | 75 | 75 | 75 | 75 | 75 | 75 | 75 | 75 | 75 | 75 | 75 | 75 | 75 | 75 | 75 | 75 | 25 | 50 | 75 | 75 | 75 | 75 | 75
Mantsala FI #1 - base [v1] | MW | Capacity | Capacity file v1 |  | 25 | 25 | 25 | 25 | 25 | 25 | 37.5 | 62.5 | 75 | 75 | 75 | 75 | 75 | 75 | 75 | 75 | 75 | 75 | 75 | 75 | 75 | 75 | 75 | 75 | 75 | 75 | 75 | 75 | 25 | 62.5 | 75 | 75 | 75 | 75 | 75
Mantsala FI #1 - base [v2] | MW | Capacity | Capacity file v2 |  | 25 | 25 | 25 | 25 | 25 | 25 | 37.5 | 62.5 | 75 | 75 | 75 | 75 | 75 | 75 | 75 | 75 | 75 | 75 | 75 | 75 | 75 | 75 | 75 | 75 | 75 | 75 | 75 | 75 | 25 | 62.5 | 75 | 75 | 75 | 75 | 75
Mantsala FI #1 - base | MW | Modeling | selected (CapV) |  | 25 | 25 | 25 | 25 | 25 | 25 | 37.5 | 62.5 | 75 | 75 | 75 | 75 | 75 | 75 | 75 | 75 | 75 | 75 | 75 | 75 | 75 | 75 | 75 | 75 | 75 | 75 | 75 | 75 | 25 | 62.5 | 75 | 75 | 75 | 75 | 75
Mantsala FI #1 - high [v1] | MW | Capacity | Capacity file v1 |  | 25 | 25 | 25 | 25 | 25 | 25 | 50 | 75 | 75 | 75 | 75 | 75 | 75 | 75 | 75 | 75 | 75 | 75 | 75 | 75 | 75 | 75 | 75 | 75 | 75 | 75 | 75 | 75 | 25 | 75 | 75 | 75 | 75 | 75 | 75
Mantsala FI #1 - high [v2] | MW | Capacity | Capacity file v2 |  | 25 | 25 | 25 | 25 | 25 | 25 | 50 | 75 | 75 | 75 | 75 | 75 | 75 | 75 | 75 | 75 | 75 | 75 | 75 | 75 | 75 | 75 | 75 | 75 | 75 | 75 | 75 | 75 | 25 | 75 | 75 | 75 | 75 | 75 | 75
Mantsala FI #1 - high | MW | Modeling | selected (CapV) |  | 25 | 25 | 25 | 25 | 25 | 25 | 50 | 75 | 75 | 75 | 75 | 75 | 75 | 75 | 75 | 75 | 75 | 75 | 75 | 75 | 75 | 75 | 75 | 75 | 75 | 75 | 75 | 75 | 25 | 75 | 75 | 75 | 75 | 75 | 75
Mantsala FI #2 (Kapuli) - low [v1] | MW | Capacity | Capacity file v1 |  | 0 | 0 | 0 | 0 | 0 | 0 | 0 | 0 | 0 | 0 | 0 | 0 | 0 | 0 | 0 | 0 | 35 | 70 | 70 | 70 | 70 | 70 | 70 | 70 | 70 | 70 | 70 | 70 | 0 | 0 | 0 | 0 | 70 | 70 | 70
Mantsala FI #2 (Kapuli) - low [v2] | MW | Capacity | Capacity file v2 |  | 0 | 0 | 0 | 0 | 0 | 0 | 0 | 0 | 0 | 0 | 0 | 0 | 0 | 0 | 0 | 0 | 35 | 70 | 70 | 70 | 70 | 70 | 70 | 70 | 70 | 70 | 70 | 70 | 0 | 0 | 0 | 0 | 70 | 70 | 70
Mantsala FI #2 (Kapuli) - low | MW | Modeling | selected (CapV) |  | 0 | 0 | 0 | 0 | 0 | 0 | 0 | 0 | 0 | 0 | 0 | 0 | 0 | 0 | 0 | 0 | 35 | 70 | 70 | 70 | 70 | 70 | 70 | 70 | 70 | 70 | 70 | 70 | 0 | 0 | 0 | 0 | 70 | 70 | 70
Mantsala FI #2 (Kapuli) - base [v1] | MW | Capacity | Capacity file v1 |  | 0 | 0 | 0 | 0 | 0 | 0 | 0 | 0 | 0 | 0 | 0 | 0 | 0 | 0 | 0 | 17.5 | 52.5 | 70 | 70 | 70 | 70 | 70 | 70 | 70 | 70 | 70 | 70 | 70 | 0 | 0 | 0 | 17.5 | 70 | 70 | 70
Mantsala FI #2 (Kapuli) - base [v2] | MW | Capacity | Capacity file v2 |  | 0 | 0 | 0 | 0 | 0 | 0 | 0 | 0 | 0 | 0 | 0 | 0 | 0 | 0 | 0 | 17.5 | 52.5 | 70 | 70 | 70 | 70 | 70 | 70 | 70 | 70 | 70 | 70 | 70 | 0 | 0 | 0 | 17.5 | 70 | 70 | 70
Mantsala FI #2 (Kapuli) - base | MW | Modeling | selected (CapV) |  | 0 | 0 | 0 | 0 | 0 | 0 | 0 | 0 | 0 | 0 | 0 | 0 | 0 | 0 | 0 | 17.5 | 52.5 | 70 | 70 | 70 | 70 | 70 | 70 | 70 | 70 | 70 | 70 | 70 | 0 | 0 | 0 | 17.5 | 70 | 70 | 70
Mantsala FI #2 (Kapuli) - high [v1] | MW | Capacity | Capacity file v1 |  | 0 | 0 | 0 | 0 | 0 | 0 | 0 | 0 | 0 | 0 | 0 | 0 | 0 | 0 | 0 | 35 | 70 | 70 | 70 | 70 | 70 | 70 | 70 | 70 | 70 | 70 | 70 | 70 | 0 | 0 | 0 | 35 | 70 | 70 | 70
Mantsala FI #2 (Kapuli) - high [v2] | MW | Capacity | Capacity file v2 |  | 0 | 0 | 0 | 0 | 0 | 0 | 0 | 0 | 0 | 0 | 0 | 0 | 0 | 0 | 0 | 35 | 70 | 70 | 70 | 70 | 70 | 70 | 70 | 70 | 70 | 70 | 70 | 70 | 0 | 0 | 0 | 35 | 70 | 70 | 70
Mantsala FI #2 (Kapuli) - high | MW | Modeling | selected (CapV) |  | 0 | 0 | 0 | 0 | 0 | 0 | 0 | 0 | 0 | 0 | 0 | 0 | 0 | 0 | 0 | 35 | 70 | 70 | 70 | 70 | 70 | 70 | 70 | 70 | 70 | 70 | 70 | 70 | 0 | 0 | 0 | 35 | 70 | 70 | 70
Kansas City MO (Patmos) - low [v1] | MW | Capacity | Capacity file v1 |  | 0 | 0 | 0 | 0 | 0 | 5 | 5 | 5 | 5 | 5 | 5 | 5 | 5 | 5 | 5 | 20 | 20 | 20 | 20 | 20 | 20 | 20 | 20 | 20 | 20 | 20 | 20 | 20 | 0 | 5 | 5 | 20 | 20 | 20 | 20
Kansas City MO (Patmos) - low [v2] | MW | Capacity | Capacity file v2 |  | 0 | 0 | 0 | 0 | 5 | 5 | 5 | 5 | 5 | 5 | 5 | 5 | 5 | 5 | 5 | 20 | 20 | 20 | 20 | 20 | 20 | 20 | 20 | 20 | 20 | 20 | 20 | 20 | 0 | 5 | 5 | 20 | 20 | 20 | 20
Kansas City MO (Patmos) - low | MW | Modeling | selected (CapV) |  | 0 | 0 | 0 | 0 | 5 | 5 | 5 | 5 | 5 | 5 | 5 | 5 | 5 | 5 | 5 | 20 | 20 | 20 | 20 | 20 | 20 | 20 | 20 | 20 | 20 | 20 | 20 | 20 | 0 | 5 | 5 | 20 | 20 | 20 | 20
Kansas City MO (Patmos) - base [v1] | MW | Capacity | Capacity file v1 |  | 0 | 0 | 0 | 0 | 0 | 5 | 10 | 20 | 20 | 20 | 20 | 20 | 20 | 20 | 20 | 30 | 30 | 30 | 30 | 30 | 30 | 30 | 30 | 30 | 30 | 30 | 30 | 30 | 0 | 20 | 20 | 30 | 30 | 30 | 30
Kansas City MO (Patmos) - base [v2] | MW | Capacity | Capacity file v2 |  | 0 | 0 | 0 | 0 | 10 | 10 | 10 | 20 | 20 | 20 | 20 | 20 | 20 | 20 | 20 | 30 | 30 | 30 | 30 | 30 | 30 | 30 | 30 | 30 | 30 | 30 | 30 | 30 | 0 | 20 | 20 | 30 | 30 | 30 | 30
Kansas City MO (Patmos) - base | MW | Modeling | selected (CapV) |  | 0 | 0 | 0 | 0 | 10 | 10 | 10 | 20 | 20 | 20 | 20 | 20 | 20 | 20 | 20 | 30 | 30 | 30 | 30 | 30 | 30 | 30 | 30 | 30 | 30 | 30 | 30 | 30 | 0 | 20 | 20 | 30 | 30 | 30 | 30
Kansas City MO (Patmos) - high [v1] | MW | Capacity | Capacity file v1 |  | 0 | 0 | 0 | 0 | 0 | 5 | 15 | 35 | 35 | 35 | 35 | 35 | 35 | 35 | 35 | 40 | 40 | 40 | 40 | 40 | 40 | 40 | 40 | 40 | 40 | 40 | 40 | 40 | 0 | 35 | 35 | 40 | 40 | 40 | 40
Kansas City MO (Patmos) - high [v2] | MW | Capacity | Capacity file v2 |  | 0 | 0 | 0 | 0 | 15 | 15 | 15 | 35 | 35 | 35 | 35 | 35 | 35 | 35 | 35 | 40 | 40 | 40 | 40 | 40 | 40 | 40 | 40 | 40 | 40 | 40 | 40 | 40 | 0 | 35 | 35 | 40 | 40 | 40 | 40
Kansas City MO (Patmos) - high | MW | Modeling | selected (CapV) |  | 0 | 0 | 0 | 0 | 15 | 15 | 15 | 35 | 35 | 35 | 35 | 35 | 35 | 35 | 35 | 40 | 40 | 40 | 40 | 40 | 40 | 40 | 40 | 40 | 40 | 40 | 40 | 40 | 0 | 35 | 35 | 40 | 40 | 40 | 40
Paris (Equinix PA10) - low [v1] | MW | Capacity | Capacity file v1 |  | 0 | 0 | 0 | 5 | 5 | 5 | 5 | 5 | 5 | 5 | 5 | 5 | 5 | 5 | 5 | 5 | 5 | 5 | 5 | 5 | 5 | 5 | 5 | 5 | 5 | 5 | 5 | 5 | 5 | 5 | 5 | 5 | 5 | 5 | 5
Paris (Equinix PA10) - low [v2] | MW | Capacity | Capacity file v2 |  | 0 | 0 | 0 | 5 | 5 | 5 | 5 | 5 | 5 | 5 | 5 | 5 | 5 | 5 | 5 | 5 | 5 | 5 | 5 | 5 | 5 | 5 | 5 | 5 | 5 | 5 | 5 | 5 | 5 | 5 | 5 | 5 | 5 | 5 | 5
Paris (Equinix PA10) - low | MW | Modeling | selected (CapV) |  | 0 | 0 | 0 | 5 | 5 | 5 | 5 | 5 | 5 | 5 | 5 | 5 | 5 | 5 | 5 | 5 | 5 | 5 | 5 | 5 | 5 | 5 | 5 | 5 | 5 | 5 | 5 | 5 | 5 | 5 | 5 | 5 | 5 | 5 | 5
Paris (Equinix PA10) - base [v1] | MW | Capacity | Capacity file v1 |  | 0 | 0 | 0 | 5 | 5 | 5 | 5 | 5 | 5 | 5 | 5 | 5 | 5 | 5 | 5 | 5 | 5 | 5 | 5 | 5 | 5 | 5 | 5 | 5 | 5 | 5 | 5 | 5 | 5 | 5 | 5 | 5 | 5 | 5 | 5
Paris (Equinix PA10) - base [v2] | MW | Capacity | Capacity file v2 |  | 0 | 0 | 0 | 5 | 5 | 5 | 5 | 5 | 5 | 5 | 5 | 5 | 5 | 5 | 5 | 5 | 5 | 5 | 5 | 5 | 5 | 5 | 5 | 5 | 5 | 5 | 5 | 5 | 5 | 5 | 5 | 5 | 5 | 5 | 5
Paris (Equinix PA10) - base | MW | Modeling | selected (CapV) |  | 0 | 0 | 0 | 5 | 5 | 5 | 5 | 5 | 5 | 5 | 5 | 5 | 5 | 5 | 5 | 5 | 5 | 5 | 5 | 5 | 5 | 5 | 5 | 5 | 5 | 5 | 5 | 5 | 5 | 5 | 5 | 5 | 5 | 5 | 5
Paris (Equinix PA10) - high [v1] | MW | Capacity | Capacity file v1 |  | 0 | 0 | 0 | 5 | 5 | 5 | 5 | 5 | 5 | 5 | 5 | 5 | 5 | 5 | 5 | 5 | 5 | 5 | 5 | 5 | 5 | 5 | 5 | 5 | 5 | 5 | 5 | 5 | 5 | 5 | 5 | 5 | 5 | 5 | 5
Paris (Equinix PA10) - high [v2] | MW | Capacity | Capacity file v2 |  | 0 | 0 | 0 | 5 | 5 | 5 | 5 | 5 | 5 | 5 | 5 | 5 | 5 | 5 | 5 | 5 | 5 | 5 | 5 | 5 | 5 | 5 | 5 | 5 | 5 | 5 | 5 | 5 | 5 | 5 | 5 | 5 | 5 | 5 | 5
Paris (Equinix PA10) - high | MW | Modeling | selected (CapV) |  | 0 | 0 | 0 | 5 | 5 | 5 | 5 | 5 | 5 | 5 | 5 | 5 | 5 | 5 | 5 | 5 | 5 | 5 | 5 | 5 | 5 | 5 | 5 | 5 | 5 | 5 | 5 | 5 | 5 | 5 | 5 | 5 | 5 | 5 | 5
Keflavik IS (Verne) - low [v1] | MW | Capacity | Capacity file v1 |  | 0 | 0 | 0 | 0 | 10 | 10 | 10 | 10 | 10 | 10 | 10 | 10 | 10 | 10 | 10 | 10 | 10 | 10 | 10 | 10 | 10 | 10 | 10 | 10 | 10 | 10 | 10 | 10 | 0 | 10 | 10 | 10 | 10 | 10 | 10
Keflavik IS (Verne) - low [v2] | MW | Capacity | Capacity file v2 |  | 0 | 0 | 0 | 0 | 10 | 10 | 10 | 10 | 10 | 10 | 10 | 10 | 10 | 10 | 10 | 10 | 10 | 10 | 10 | 10 | 10 | 10 | 10 | 10 | 10 | 10 | 10 | 10 | 0 | 10 | 10 | 10 | 10 | 10 | 10
Keflavik IS (Verne) - low | MW | Modeling | selected (CapV) |  | 0 | 0 | 0 | 0 | 10 | 10 | 10 | 10 | 10 | 10 | 10 | 10 | 10 | 10 | 10 | 10 | 10 | 10 | 10 | 10 | 10 | 10 | 10 | 10 | 10 | 10 | 10 | 10 | 0 | 10 | 10 | 10 | 10 | 10 | 10
Keflavik IS (Verne) - base [v1] | MW | Capacity | Capacity file v1 |  | 0 | 0 | 0 | 0 | 10 | 10 | 10 | 10 | 10 | 10 | 10 | 10 | 10 | 10 | 10 | 10 | 10 | 10 | 10 | 10 | 10 | 10 | 10 | 10 | 10 | 10 | 10 | 10 | 0 | 10 | 10 | 10 | 10 | 10 | 10
Keflavik IS (Verne) - base [v2] | MW | Capacity | Capacity file v2 |  | 0 | 0 | 0 | 0 | 10 | 10 | 10 | 10 | 10 | 10 | 10 | 10 | 10 | 10 | 10 | 10 | 10 | 10 | 10 | 10 | 10 | 10 | 10 | 10 | 10 | 10 | 10 | 10 | 0 | 10 | 10 | 10 | 10 | 10 | 10
Keflavik IS (Verne) - base | MW | Modeling | selected (CapV) |  | 0 | 0 | 0 | 0 | 10 | 10 | 10 | 10 | 10 | 10 | 10 | 10 | 10 | 10 | 10 | 10 | 10 | 10 | 10 | 10 | 10 | 10 | 10 | 10 | 10 | 10 | 10 | 10 | 0 | 10 | 10 | 10 | 10 | 10 | 10
Keflavik IS (Verne) - high [v1] | MW | Capacity | Capacity file v1 |  | 0 | 0 | 0 | 0 | 10 | 10 | 10 | 10 | 10 | 10 | 10 | 10 | 10 | 10 | 10 | 10 | 10 | 10 | 10 | 10 | 10 | 10 | 10 | 10 | 10 | 10 | 10 | 10 | 0 | 10 | 10 | 10 | 10 | 10 | 10
Keflavik IS (Verne) - high [v2] | MW | Capacity | Capacity file v2 |  | 0 | 0 | 0 | 0 | 10 | 10 | 10 | 10 | 10 | 10 | 10 | 10 | 10 | 10 | 10 | 10 | 10 | 10 | 10 | 10 | 10 | 10 | 10 | 10 | 10 | 10 | 10 | 10 | 0 | 10 | 10 | 10 | 10 | 10 | 10
Keflavik IS (Verne) - high | MW | Modeling | selected (CapV) |  | 0 | 0 | 0 | 0 | 10 | 10 | 10 | 10 | 10 | 10 | 10 | 10 | 10 | 10 | 10 | 10 | 10 | 10 | 10 | 10 | 10 | 10 | 10 | 10 | 10 | 10 | 10 | 10 | 0 | 10 | 10 | 10 | 10 | 10 | 10
London Longcross (Ark LP01) - low [v1] | MW | Capacity | Capacity file v1 |  | 0 | 0 | 0 | 0 | 0 | 0 | 0 | 16 | 16 | 16 | 16 | 16 | 19 | 19 | 19 | 19 | 19 | 19 | 19 | 19 | 19 | 19 | 19 | 19 | 19 | 19 | 19 | 19 | 0 | 16 | 16 | 19 | 19 | 19 | 19
London Longcross (Ark LP01) - low [v2] | MW | Capacity | Capacity file v2 |  | 0 | 0 | 0 | 0 | 0 | 0 | 0 | 16 | 16 | 16 | 16 | 16 | 19 | 19 | 19 | 19 | 19 | 19 | 19 | 19 | 19 | 19 | 19 | 19 | 19 | 19 | 19 | 19 | 0 | 16 | 16 | 19 | 19 | 19 | 19
London Longcross (Ark LP01) - low | MW | Modeling | selected (CapV) |  | 0 | 0 | 0 | 0 | 0 | 0 | 0 | 16 | 16 | 16 | 16 | 16 | 19 | 19 | 19 | 19 | 19 | 19 | 19 | 19 | 19 | 19 | 19 | 19 | 19 | 19 | 19 | 19 | 0 | 16 | 16 | 19 | 19 | 19 | 19
London Longcross (Ark LP01) - base [v1] | MW | Capacity | Capacity file v1 |  | 0 | 0 | 0 | 0 | 0 | 0 | 0 | 16 | 16 | 16 | 16 | 17.5 | 19 | 19 | 19 | 19 | 19 | 19 | 19 | 19 | 19 | 19 | 19 | 19 | 19 | 19 | 19 | 19 | 0 | 16 | 17.5 | 19 | 19 | 19 | 19
London Longcross (Ark LP01) - base [v2] | MW | Capacity | Capacity file v2 |  | 0 | 0 | 0 | 0 | 0 | 0 | 0 | 16 | 16 | 16 | 16 | 17.5 | 19 | 19 | 19 | 19 | 19 | 19 | 19 | 19 | 19 | 19 | 19 | 19 | 19 | 19 | 19 | 19 | 0 | 16 | 17.5 | 19 | 19 | 19 | 19
London Longcross (Ark LP01) - base | MW | Modeling | selected (CapV) |  | 0 | 0 | 0 | 0 | 0 | 0 | 0 | 16 | 16 | 16 | 16 | 17.5 | 19 | 19 | 19 | 19 | 19 | 19 | 19 | 19 | 19 | 19 | 19 | 19 | 19 | 19 | 19 | 19 | 0 | 16 | 17.5 | 19 | 19 | 19 | 19
London Longcross (Ark LP01) - high [v1] | MW | Capacity | Capacity file v1 |  | 0 | 0 | 0 | 0 | 0 | 0 | 0 | 16 | 16 | 16 | 16 | 19 | 19 | 19 | 19 | 19 | 19 | 19 | 19 | 19 | 19 | 19 | 19 | 19 | 19 | 19 | 19 | 19 | 0 | 16 | 19 | 19 | 19 | 19 | 19
London Longcross (Ark LP01) - high [v2] | MW | Capacity | Capacity file v2 |  | 0 | 0 | 0 | 0 | 0 | 0 | 0 | 16 | 16 | 16 | 16 | 19 | 19 | 19 | 19 | 19 | 19 | 19 | 19 | 19 | 19 | 19 | 19 | 19 | 19 | 19 | 19 | 19 | 0 | 16 | 19 | 19 | 19 | 19 | 19
London Longcross (Ark LP01) - high | MW | Modeling | selected (CapV) |  | 0 | 0 | 0 | 0 | 0 | 0 | 0 | 16 | 16 | 16 | 16 | 19 | 19 | 19 | 19 | 19 | 19 | 19 | 19 | 19 | 19 | 19 | 19 | 19 | 19 | 19 | 19 | 19 | 0 | 16 | 19 | 19 | 19 | 19 | 19
Harlow UK (Kao Data KLON-02/03) - low [v1] | MW | Capacity | Capacity file v1 |  | 0 | 0 | 0 | 0 | 0 | 0 | 0 | 0 | 0 | 0 | 0 | 0 | 4.4 | 4.4 | 22 | 22 | 22 | 22 | 22 | 22 | 22 | 22 | 22 | 22 | 22 | 22 | 22 | 22 | 0 | 0 | 0 | 22 | 22 | 22 | 22
Harlow UK (Kao Data KLON-02/03) - low [v2] | MW | Capacity | Capacity file v2 |  | 0 | 0 | 0 | 0 | 0 | 0 | 0 | 0 | 0 | 0 | 0 | 0 | 4.4 | 4.4 | 22 | 22 | 22 | 22 | 22 | 22 | 22 | 22 | 22 | 22 | 22 | 22 | 22 | 22 | 0 | 0 | 0 | 22 | 22 | 22 | 22
Harlow UK (Kao Data KLON-02/03) - low | MW | Modeling | selected (CapV) |  | 0 | 0 | 0 | 0 | 0 | 0 | 0 | 0 | 0 | 0 | 0 | 0 | 4.4 | 4.4 | 22 | 22 | 22 | 22 | 22 | 22 | 22 | 22 | 22 | 22 | 22 | 22 | 22 | 22 | 0 | 0 | 0 | 22 | 22 | 22 | 22
Harlow UK (Kao Data KLON-02/03) - base [v1] | MW | Capacity | Capacity file v1 |  | 0 | 0 | 0 | 0 | 0 | 0 | 0 | 0 | 0 | 0 | 0 | 2.2 | 13.2 | 13.2 | 22 | 22 | 22 | 22 | 22 | 22 | 22 | 22 | 22 | 22 | 22 | 22 | 22 | 22 | 0 | 0 | 2.2 | 22 | 22 | 22 | 22
Harlow UK (Kao Data KLON-02/03) - base [v2] | MW | Capacity | Capacity file v2 |  | 0 | 0 | 0 | 0 | 0 | 0 | 0 | 0 | 0 | 0 | 0 | 2.2 | 13.2 | 13.2 | 22 | 22 | 22 | 22 | 22 | 22 | 22 | 22 | 22 | 22 | 22 | 22 | 22 | 22 | 0 | 0 | 2.2 | 22 | 22 | 22 | 22
Harlow UK (Kao Data KLON-02/03) - base | MW | Modeling | selected (CapV) |  | 0 | 0 | 0 | 0 | 0 | 0 | 0 | 0 | 0 | 0 | 0 | 2.2 | 13.2 | 13.2 | 22 | 22 | 22 | 22 | 22 | 22 | 22 | 22 | 22 | 22 | 22 | 22 | 22 | 22 | 0 | 0 | 2.2 | 22 | 22 | 22 | 22
Harlow UK (Kao Data KLON-02/03) - high [v1] | MW | Capacity | Capacity file v1 |  | 0 | 0 | 0 | 0 | 0 | 0 | 0 | 0 | 0 | 0 | 0 | 4.4 | 22 | 22 | 22 | 22 | 22 | 22 | 22 | 22 | 22 | 22 | 22 | 22 | 22 | 22 | 22 | 22 | 0 | 0 | 4.4 | 22 | 22 | 22 | 22
Harlow UK (Kao Data KLON-02/03) - high [v2] | MW | Capacity | Capacity file v2 |  | 0 | 0 | 0 | 0 | 0 | 0 | 0 | 0 | 0 | 0 | 0 | 4.4 | 22 | 22 | 22 | 22 | 22 | 22 | 22 | 22 | 22 | 22 | 22 | 22 | 22 | 22 | 22 | 22 | 0 | 0 | 4.4 | 22 | 22 | 22 | 22
Harlow UK (Kao Data KLON-02/03) - high | MW | Modeling | selected (CapV) |  | 0 | 0 | 0 | 0 | 0 | 0 | 0 | 0 | 0 | 0 | 0 | 4.4 | 22 | 22 | 22 | 22 | 22 | 22 | 22 | 22 | 22 | 22 | 22 | 22 | 22 | 22 | 22 | 22 | 0 | 0 | 4.4 | 22 | 22 | 22 | 22
UK 3rd new deployment (unnamed) - low [v1] | MW | Capacity | Capacity file v1 | [29 empty] | 0 | 0 | 0 | 0 | 0 | 0 | 0
UK 3rd new deployment (unnamed) - low [v2] | MW | Capacity | Capacity file v2 |  | 0 | 0 | 0 | 0 | 0 | 0 | 0 | 0 | 0 | 0 | 0 | 0 | 0 | 0 | 0 | 0 | 0 | 0 | 0 | 0 | 0 | 0 | 0 | 0 | 0 | 0 | 0 | 0 | 0 | 0 | 0 | 0 | 0 | 0 | 0
UK 3rd new deployment (unnamed) - low | MW | Modeling | selected (CapV) |  | 0 | 0 | 0 | 0 | 0 | 0 | 0 | 0 | 0 | 0 | 0 | 0 | 0 | 0 | 0 | 0 | 0 | 0 | 0 | 0 | 0 | 0 | 0 | 0 | 0 | 0 | 0 | 0 | 0 | 0 | 0 | 0 | 0 | 0 | 0
UK 3rd new deployment (unnamed) - base [v1] | MW | Capacity | Capacity file v1 | [29 empty] | 0 | 0 | 0 | 0 | 0 | 0 | 0
UK 3rd new deployment (unnamed) - base [v2] | MW | Capacity | Capacity file v2 |  | 0 | 0 | 0 | 0 | 0 | 0 | 0 | 0 | 0 | 0 | 0 | 0 | 0 | 2.5 | 6 | 7 | 7 | 7 | 7 | 7 | 7 | 7 | 7 | 7 | 7 | 7 | 7 | 7 | 0 | 0 | 0 | 7 | 7 | 7 | 7
UK 3rd new deployment (unnamed) - base | MW | Modeling | selected (CapV) |  | 0 | 0 | 0 | 0 | 0 | 0 | 0 | 0 | 0 | 0 | 0 | 0 | 0 | 2.5 | 6 | 7 | 7 | 7 | 7 | 7 | 7 | 7 | 7 | 7 | 7 | 7 | 7 | 7 | 0 | 0 | 0 | 7 | 7 | 7 | 7
UK 3rd new deployment (unnamed) - high [v1] | MW | Capacity | Capacity file v1 | [29 empty] | 0 | 0 | 0 | 0 | 0 | 0 | 0
UK 3rd new deployment (unnamed) - high [v2] | MW | Capacity | Capacity file v2 |  | 0 | 0 | 0 | 0 | 0 | 0 | 0 | 0 | 0 | 0 | 0 | 0 | 0 | 5 | 12 | 14 | 14 | 14 | 14 | 14 | 14 | 14 | 14 | 14 | 14 | 14 | 14 | 14 | 0 | 0 | 0 | 14 | 14 | 14 | 14
UK 3rd new deployment (unnamed) - high | MW | Modeling | selected (CapV) |  | 0 | 0 | 0 | 0 | 0 | 0 | 0 | 0 | 0 | 0 | 0 | 0 | 0 | 5 | 12 | 14 | 14 | 14 | 14 | 14 | 14 | 14 | 14 | 14 | 14 | 14 | 14 | 14 | 0 | 0 | 0 | 14 | 14 | 14 | 14
Modi'in IL (Mega Or) - low [v1] | MW | Capacity | Capacity file v1 |  | 0 | 0 | 0 | 0 | 0 | 0 | 0 | 8 | 8 | 8 | 8 | 8 | 8 | 8 | 8 | 8 | 8 | 8 | 8 | 8 | 8 | 8 | 8 | 8 | 8 | 8 | 8 | 8 | 0 | 8 | 8 | 8 | 8 | 8 | 8
Modi'in IL (Mega Or) - low [v2] | MW | Capacity | Capacity file v2 |  | 0 | 0 | 0 | 0 | 0 | 0 | 0 | 8 | 8 | 8 | 8 | 8 | 8 | 8 | 8 | 8 | 8 | 8 | 8 | 8 | 8 | 8 | 8 | 8 | 8 | 8 | 8 | 8 | 0 | 8 | 8 | 8 | 8 | 8 | 8
Modi'in IL (Mega Or) - low | MW | Modeling | selected (CapV) |  | 0 | 0 | 0 | 0 | 0 | 0 | 0 | 8 | 8 | 8 | 8 | 8 | 8 | 8 | 8 | 8 | 8 | 8 | 8 | 8 | 8 | 8 | 8 | 8 | 8 | 8 | 8 | 8 | 0 | 8 | 8 | 8 | 8 | 8 | 8
Modi'in IL (Mega Or) - base [v1] | MW | Capacity | Capacity file v1 |  | 0 | 0 | 0 | 0 | 0 | 0 | 0 | 8 | 8 | 8 | 8 | 8 | 8 | 8 | 8 | 8 | 8 | 8 | 8 | 8 | 8 | 8 | 8 | 8 | 8 | 8 | 8 | 8 | 0 | 8 | 8 | 8 | 8 | 8 | 8
Modi'in IL (Mega Or) - base [v2] | MW | Capacity | Capacity file v2 |  | 0 | 0 | 0 | 0 | 0 | 0 | 0 | 8 | 8 | 8 | 8 | 8 | 8 | 8 | 8 | 8 | 8 | 8 | 8 | 8 | 8 | 8 | 8 | 8 | 8 | 8 | 8 | 8 | 0 | 8 | 8 | 8 | 8 | 8 | 8
Modi'in IL (Mega Or) - base | MW | Modeling | selected (CapV) |  | 0 | 0 | 0 | 0 | 0 | 0 | 0 | 8 | 8 | 8 | 8 | 8 | 8 | 8 | 8 | 8 | 8 | 8 | 8 | 8 | 8 | 8 | 8 | 8 | 8 | 8 | 8 | 8 | 0 | 8 | 8 | 8 | 8 | 8 | 8
Modi'in IL (Mega Or) - high [v1] | MW | Capacity | Capacity file v1 |  | 0 | 0 | 0 | 0 | 0 | 0 | 0 | 8 | 8 | 8 | 8 | 8 | 8 | 8 | 8 | 8 | 8 | 8 | 8 | 8 | 8 | 8 | 8 | 8 | 8 | 8 | 8 | 8 | 0 | 8 | 8 | 8 | 8 | 8 | 8
Modi'in IL (Mega Or) - high [v2] | MW | Capacity | Capacity file v2 |  | 0 | 0 | 0 | 0 | 0 | 0 | 0 | 8 | 8 | 8 | 8 | 8 | 8 | 8 | 8 | 8 | 8 | 8 | 8 | 8 | 8 | 8 | 8 | 8 | 8 | 8 | 8 | 8 | 0 | 8 | 8 | 8 | 8 | 8 | 8
Modi'in IL (Mega Or) - high | MW | Modeling | selected (CapV) |  | 0 | 0 | 0 | 0 | 0 | 0 | 0 | 8 | 8 | 8 | 8 | 8 | 8 | 8 | 8 | 8 | 8 | 8 | 8 | 8 | 8 | 8 | 8 | 8 | 8 | 8 | 8 | 8 | 0 | 8 | 8 | 8 | 8 | 8 | 8
Masmiyya IL (Mega DC) - low [v1] | MW | Capacity | Capacity file v1 |  | 0 | 0 | 0 | 0 | 0 | 0 | 0 | 0 | 0 | 0 | 0 | 0 | 11 | 22 | 22 | 22 | 22 | 22 | 22 | 22 | 22 | 22 | 22 | 22 | 22 | 22 | 22 | 22 | 0 | 0 | 0 | 22 | 22 | 22 | 22
Masmiyya IL (Mega DC) - low [v2] | MW | Capacity | Capacity file v2 |  | 0 | 0 | 0 | 0 | 0 | 0 | 0 | 0 | 0 | 0 | 0 | 0 | 0 | 11 | 22 | 22 | 22 | 22 | 22 | 22 | 22 | 22 | 22 | 22 | 22 | 22 | 22 | 22 | 0 | 0 | 0 | 22 | 22 | 22 | 22
Masmiyya IL (Mega DC) - low | MW | Modeling | selected (CapV) |  | 0 | 0 | 0 | 0 | 0 | 0 | 0 | 0 | 0 | 0 | 0 | 0 | 0 | 11 | 22 | 22 | 22 | 22 | 22 | 22 | 22 | 22 | 22 | 22 | 22 | 22 | 22 | 22 | 0 | 0 | 0 | 22 | 22 | 22 | 22
Masmiyya IL (Mega DC) - base [v1] | MW | Capacity | Capacity file v1 |  | 0 | 0 | 0 | 0 | 0 | 0 | 0 | 0 | 0 | 0 | 0 | 11 | 16.5 | 22 | 22 | 22 | 22 | 22 | 22 | 22 | 22 | 22 | 22 | 22 | 22 | 22 | 22 | 22 | 0 | 0 | 11 | 22 | 22 | 22 | 22
Masmiyya IL (Mega DC) - base [v2] | MW | Capacity | Capacity file v2 |  | 0 | 0 | 0 | 0 | 0 | 0 | 0 | 0 | 0 | 0 | 0 | 5.5 | 11 | 16.5 | 22 | 22 | 22 | 22 | 22 | 22 | 22 | 22 | 22 | 22 | 22 | 22 | 22 | 22 | 0 | 0 | 5.5 | 22 | 22 | 22 | 22
Masmiyya IL (Mega DC) - base | MW | Modeling | selected (CapV) |  | 0 | 0 | 0 | 0 | 0 | 0 | 0 | 0 | 0 | 0 | 0 | 5.5 | 11 | 16.5 | 22 | 22 | 22 | 22 | 22 | 22 | 22 | 22 | 22 | 22 | 22 | 22 | 22 | 22 | 0 | 0 | 5.5 | 22 | 22 | 22 | 22
Masmiyya IL (Mega DC) - high [v1] | MW | Capacity | Capacity file v1 |  | 0 | 0 | 0 | 0 | 0 | 0 | 0 | 0 | 0 | 0 | 0 | 22 | 22 | 22 | 22 | 22 | 22 | 22 | 22 | 22 | 22 | 22 | 22 | 22 | 22 | 22 | 22 | 22 | 0 | 0 | 22 | 22 | 22 | 22 | 22
Masmiyya IL (Mega DC) - high [v2] | MW | Capacity | Capacity file v2 |  | 0 | 0 | 0 | 0 | 0 | 0 | 0 | 0 | 0 | 0 | 0 | 11 | 22 | 22 | 22 | 22 | 22 | 22 | 22 | 22 | 22 | 22 | 22 | 22 | 22 | 22 | 22 | 22 | 0 | 0 | 11 | 22 | 22 | 22 | 22
Masmiyya IL (Mega DC) - high | MW | Modeling | selected (CapV) |  | 0 | 0 | 0 | 0 | 0 | 0 | 0 | 0 | 0 | 0 | 0 | 11 | 22 | 22 | 22 | 22 | 22 | 22 | 22 | 22 | 22 | 22 | 22 | 22 | 22 | 22 | 22 | 22 | 0 | 0 | 11 | 22 | 22 | 22 | 22
Beit Shemesh IL (Mega DC) - low [v1] | MW | Capacity | Capacity file v1 |  | 0 | 0 | 0 | 0 | 0 | 0 | 0 | 0 | 0 | 0 | 0 | 0 | 20 | 39 | 58 | 58 | 58 | 58 | 58 | 58 | 58 | 58 | 58 | 58 | 58 | 58 | 58 | 58 | 0 | 0 | 0 | 58 | 58 | 58 | 58
Beit Shemesh IL (Mega DC) - low [v2] | MW | Capacity | Capacity file v2 |  | 0 | 0 | 0 | 0 | 0 | 0 | 0 | 0 | 0 | 0 | 0 | 0 | 0 | 20 | 39 | 58 | 58 | 58 | 58 | 58 | 58 | 58 | 58 | 58 | 58 | 58 | 58 | 58 | 0 | 0 | 0 | 58 | 58 | 58 | 58
Beit Shemesh IL (Mega DC) - low | MW | Modeling | selected (CapV) |  | 0 | 0 | 0 | 0 | 0 | 0 | 0 | 0 | 0 | 0 | 0 | 0 | 0 | 20 | 39 | 58 | 58 | 58 | 58 | 58 | 58 | 58 | 58 | 58 | 58 | 58 | 58 | 58 | 0 | 0 | 0 | 58 | 58 | 58 | 58
Beit Shemesh IL (Mega DC) - base [v1] | MW | Capacity | Capacity file v1 |  | 0 | 0 | 0 | 0 | 0 | 0 | 0 | 0 | 0 | 0 | 0 | 19.5 | 39 | 48.5 | 58 | 58 | 58 | 58 | 58 | 58 | 58 | 58 | 58 | 58 | 58 | 58 | 58 | 58 | 0 | 0 | 19.5 | 58 | 58 | 58 | 58
Beit Shemesh IL (Mega DC) - base [v2] | MW | Capacity | Capacity file v2 |  | 0 | 0 | 0 | 0 | 0 | 0 | 0 | 0 | 0 | 0 | 0 | 0 | 10 | 29.5 | 48.5 | 58 | 58 | 58 | 58 | 58 | 58 | 58 | 58 | 58 | 58 | 58 | 58 | 58 | 0 | 0 | 0 | 58 | 58 | 58 | 58
Beit Shemesh IL (Mega DC) - base | MW | Modeling | selected (CapV) |  | 0 | 0 | 0 | 0 | 0 | 0 | 0 | 0 | 0 | 0 | 0 | 0 | 10 | 29.5 | 48.5 | 58 | 58 | 58 | 58 | 58 | 58 | 58 | 58 | 58 | 58 | 58 | 58 | 58 | 0 | 0 | 0 | 58 | 58 | 58 | 58
Beit Shemesh IL (Mega DC) - high [v1] | MW | Capacity | Capacity file v1 |  | 0 | 0 | 0 | 0 | 0 | 0 | 0 | 0 | 0 | 0 | 0 | 39 | 58 | 58 | 58 | 58 | 58 | 58 | 58 | 58 | 58 | 58 | 58 | 58 | 58 | 58 | 58 | 58 | 0 | 0 | 39 | 58 | 58 | 58 | 58
Beit Shemesh IL (Mega DC) - high [v2] | MW | Capacity | Capacity file v2 |  | 0 | 0 | 0 | 0 | 0 | 0 | 0 | 0 | 0 | 0 | 0 | 0 | 20 | 39 | 58 | 58 | 58 | 58 | 58 | 58 | 58 | 58 | 58 | 58 | 58 | 58 | 58 | 58 | 0 | 0 | 0 | 58 | 58 | 58 | 58
Beit Shemesh IL (Mega DC) - high | MW | Modeling | selected (CapV) |  | 0 | 0 | 0 | 0 | 0 | 0 | 0 | 0 | 0 | 0 | 0 | 0 | 20 | 39 | 58 | 58 | 58 | 58 | 58 | 58 | 58 | 58 | 58 | 58 | 58 | 58 | 58 | 58 | 0 | 0 | 0 | 58 | 58 | 58 | 58
Madrid-Getafe ES (Merlin Edged) - low [v1] | MW | Capacity | Capacity file v1 |  | 0 | 0 | 0 | 0 | 0 | 0 | 0 | 0 | 0 | 0 | 6 | 9 | 18 | 18 | 18 | 18 | 18 | 18 | 18 | 18 | 18 | 18 | 18 | 18 | 18 | 18 | 18 | 18 | 0 | 0 | 9 | 18 | 18 | 18 | 18
Madrid-Getafe ES (Merlin Edged) - low [v2] | MW | Capacity | Capacity file v2 |  | 0 | 0 | 0 | 0 | 0 | 0 | 0 | 0 | 0 | 0 | 6 | 9 | 18 | 18 | 18 | 18 | 18 | 18 | 18 | 18 | 18 | 18 | 18 | 18 | 18 | 18 | 18 | 18 | 0 | 0 | 9 | 18 | 18 | 18 | 18
Madrid-Getafe ES (Merlin Edged) - low | MW | Modeling | selected (CapV) |  | 0 | 0 | 0 | 0 | 0 | 0 | 0 | 0 | 0 | 0 | 6 | 9 | 18 | 18 | 18 | 18 | 18 | 18 | 18 | 18 | 18 | 18 | 18 | 18 | 18 | 18 | 18 | 18 | 0 | 0 | 9 | 18 | 18 | 18 | 18
Madrid-Getafe ES (Merlin Edged) - base [v1] | MW | Capacity | Capacity file v1 |  | 0 | 0 | 0 | 0 | 0 | 0 | 0 | 0 | 0 | 0 | 7.5 | 13.5 | 18 | 18 | 18 | 18 | 18 | 18 | 18 | 18 | 18 | 18 | 18 | 18 | 18 | 18 | 18 | 18 | 0 | 0 | 13.5 | 18 | 18 | 18 | 18
Madrid-Getafe ES (Merlin Edged) - base [v2] | MW | Capacity | Capacity file v2 |  | 0 | 0 | 0 | 0 | 0 | 0 | 0 | 0 | 0 | 0 | 7.5 | 13.5 | 18 | 18 | 18 | 18 | 18 | 18 | 18 | 18 | 18 | 18 | 18 | 18 | 18 | 18 | 18 | 18 | 0 | 0 | 13.5 | 18 | 18 | 18 | 18
Madrid-Getafe ES (Merlin Edged) - base | MW | Modeling | selected (CapV) |  | 0 | 0 | 0 | 0 | 0 | 0 | 0 | 0 | 0 | 0 | 7.5 | 13.5 | 18 | 18 | 18 | 18 | 18 | 18 | 18 | 18 | 18 | 18 | 18 | 18 | 18 | 18 | 18 | 18 | 0 | 0 | 13.5 | 18 | 18 | 18 | 18
Madrid-Getafe ES (Merlin Edged) - high [v1] | MW | Capacity | Capacity file v1 |  | 0 | 0 | 0 | 0 | 0 | 0 | 0 | 0 | 0 | 0 | 9 | 18 | 18 | 18 | 18 | 18 | 18 | 18 | 18 | 18 | 18 | 18 | 18 | 18 | 18 | 18 | 18 | 18 | 0 | 0 | 18 | 18 | 18 | 18 | 18
Madrid-Getafe ES (Merlin Edged) - high [v2] | MW | Capacity | Capacity file v2 |  | 0 | 0 | 0 | 0 | 0 | 0 | 0 | 0 | 0 | 0 | 9 | 18 | 18 | 18 | 18 | 18 | 18 | 18 | 18 | 18 | 18 | 18 | 18 | 18 | 18 | 18 | 18 | 18 | 0 | 0 | 18 | 18 | 18 | 18 | 18
Madrid-Getafe ES (Merlin Edged) - high | MW | Modeling | selected (CapV) |  | 0 | 0 | 0 | 0 | 0 | 0 | 0 | 0 | 0 | 0 | 9 | 18 | 18 | 18 | 18 | 18 | 18 | 18 | 18 | 18 | 18 | 18 | 18 | 18 | 18 | 18 | 18 | 18 | 0 | 0 | 18 | 18 | 18 | 18 | 18
Tallinn EE (Greenergy Huuru) - low [v1] | MW | Capacity | Capacity file v1 |  | 0 | 0 | 0 | 0 | 0 | 0 | 0 | 0 | 0 | 0 | 0 | 0 | 11 | 22 | 22 | 22 | 22 | 22 | 22 | 22 | 22 | 22 | 22 | 22 | 22 | 22 | 22 | 22 | 0 | 0 | 0 | 22 | 22 | 22 | 22
Tallinn EE (Greenergy Huuru) - low [v2] | MW | Capacity | Capacity file v2 |  | 0 | 0 | 0 | 0 | 0 | 0 | 0 | 0 | 0 | 0 | 0 | 0 | 11 | 22 | 22 | 22 | 22 | 22 | 22 | 22 | 22 | 22 | 22 | 22 | 22 | 22 | 22 | 22 | 0 | 0 | 0 | 22 | 22 | 22 | 22
Tallinn EE (Greenergy Huuru) - low | MW | Modeling | selected (CapV) |  | 0 | 0 | 0 | 0 | 0 | 0 | 0 | 0 | 0 | 0 | 0 | 0 | 11 | 22 | 22 | 22 | 22 | 22 | 22 | 22 | 22 | 22 | 22 | 22 | 22 | 22 | 22 | 22 | 0 | 0 | 0 | 22 | 22 | 22 | 22
Tallinn EE (Greenergy Huuru) - base [v1] | MW | Capacity | Capacity file v1 |  | 0 | 0 | 0 | 0 | 0 | 0 | 0 | 0 | 0 | 0 | 0 | 11 | 16.5 | 22 | 22 | 22 | 22 | 22 | 22 | 22 | 22 | 22 | 22 | 22 | 22 | 22 | 22 | 22 | 0 | 0 | 11 | 22 | 22 | 22 | 22
Tallinn EE (Greenergy Huuru) - base [v2] | MW | Capacity | Capacity file v2 |  | 0 | 0 | 0 | 0 | 0 | 0 | 0 | 0 | 0 | 0 | 0 | 11 | 16.5 | 22 | 22 | 22 | 22 | 22 | 22 | 22 | 22 | 22 | 22 | 22 | 22 | 22 | 22 | 22 | 0 | 0 | 11 | 22 | 22 | 22 | 22
Tallinn EE (Greenergy Huuru) - base | MW | Modeling | selected (CapV) |  | 0 | 0 | 0 | 0 | 0 | 0 | 0 | 0 | 0 | 0 | 0 | 11 | 16.5 | 22 | 22 | 22 | 22 | 22 | 22 | 22 | 22 | 22 | 22 | 22 | 22 | 22 | 22 | 22 | 0 | 0 | 11 | 22 | 22 | 22 | 22
Tallinn EE (Greenergy Huuru) - high [v1] | MW | Capacity | Capacity file v1 |  | 0 | 0 | 0 | 0 | 0 | 0 | 0 | 0 | 0 | 0 | 0 | 22 | 22 | 22 | 22 | 22 | 22 | 22 | 22 | 22 | 22 | 22 | 22 | 22 | 22 | 22 | 22 | 22 | 0 | 0 | 22 | 22 | 22 | 22 | 22
Tallinn EE (Greenergy Huuru) - high [v2] | MW | Capacity | Capacity file v2 |  | 0 | 0 | 0 | 0 | 0 | 0 | 0 | 0 | 0 | 0 | 0 | 22 | 22 | 22 | 22 | 22 | 22 | 22 | 22 | 22 | 22 | 22 | 22 | 22 | 22 | 22 | 22 | 22 | 0 | 0 | 22 | 22 | 22 | 22 | 22
Tallinn EE (Greenergy Huuru) - high | MW | Modeling | selected (CapV) |  | 0 | 0 | 0 | 0 | 0 | 0 | 0 | 0 | 0 | 0 | 0 | 22 | 22 | 22 | 22 | 22 | 22 | 22 | 22 | 22 | 22 | 22 | 22 | 22 | 22 | 22 | 22 | 22 | 0 | 0 | 22 | 22 | 22 | 22 | 22
Minnesota (RMA roles, likely colo live) - low [v1] | MW | Capacity | PLACEHOLDER (Inputs) |  | 0 | 0 | 0 | 0 | 0 | 0 | 0 | 0 | 0 | 0 | 0 | 0 | 0 | 0 | 0 | 0 | 0 | 0 | 0 | 0 | 0 | 0 | 0 | 0 | 0 | 0 | 0 | 0 | 0 | 0 | 0 | 0 | 0 | 0 | 0
Minnesota (RMA roles, likely colo live) - low [v2] | MW | Capacity | Capacity file v2 |  | 0 | 0 | 0 | 0 | 0 | 0 | 0 | 0 | 5 | 5 | 5 | 5 | 5 | 5 | 5 | 5 | 5 | 5 | 5 | 5 | 5 | 5 | 5 | 5 | 5 | 5 | 5 | 5 | 0 | 0 | 5 | 5 | 5 | 5 | 5
Minnesota (RMA roles, likely colo live) - low | MW | Modeling | selected (CapV) |  | 0 | 0 | 0 | 0 | 0 | 0 | 0 | 0 | 5 | 5 | 5 | 5 | 5 | 5 | 5 | 5 | 5 | 5 | 5 | 5 | 5 | 5 | 5 | 5 | 5 | 5 | 5 | 5 | 0 | 0 | 5 | 5 | 5 | 5 | 5
Minnesota (RMA roles, likely colo live) - base [v1] | MW | Capacity | PLACEHOLDER (Inputs) |  | 0 | 0 | 0 | 0 | 0 | 0 | 0 | 0 | 0 | 0 | 0 | 0 | 0 | 0 | 0 | 0 | 0 | 0 | 0 | 0 | 0 | 0 | 0 | 0 | 0 | 0 | 0 | 0 | 0 | 0 | 0 | 0 | 0 | 0 | 0
Minnesota (RMA roles, likely colo live) - base [v2] | MW | Capacity | Capacity file v2 |  | 0 | 0 | 0 | 0 | 0 | 0 | 0 | 0 | 10 | 10 | 10 | 10 | 10 | 10 | 10 | 10 | 10 | 10 | 10 | 10 | 10 | 10 | 10 | 10 | 10 | 10 | 10 | 10 | 0 | 0 | 10 | 10 | 10 | 10 | 10
Minnesota (RMA roles, likely colo live) - base | MW | Modeling | selected (CapV) |  | 0 | 0 | 0 | 0 | 0 | 0 | 0 | 0 | 10 | 10 | 10 | 10 | 10 | 10 | 10 | 10 | 10 | 10 | 10 | 10 | 10 | 10 | 10 | 10 | 10 | 10 | 10 | 10 | 0 | 0 | 10 | 10 | 10 | 10 | 10
Minnesota (RMA roles, likely colo live) - high [v1] | MW | Capacity | PLACEHOLDER (Inputs) |  | 0 | 0 | 0 | 0 | 0 | 0 | 0 | 0 | 0 | 0 | 0 | 0 | 0 | 0 | 0 | 0 | 0 | 0 | 0 | 0 | 0 | 0 | 0 | 0 | 0 | 0 | 0 | 0 | 0 | 0 | 0 | 0 | 0 | 0 | 0
Minnesota (RMA roles, likely colo live) - high [v2] | MW | Capacity | Capacity file v2 |  | 0 | 0 | 0 | 0 | 0 | 0 | 0 | 0 | 15 | 15 | 15 | 15 | 15 | 15 | 15 | 15 | 15 | 15 | 15 | 15 | 15 | 15 | 15 | 15 | 15 | 15 | 15 | 15 | 0 | 0 | 15 | 15 | 15 | 15 | 15
Minnesota (RMA roles, likely colo live) - high | MW | Modeling | selected (CapV) |  | 0 | 0 | 0 | 0 | 0 | 0 | 0 | 0 | 15 | 15 | 15 | 15 | 15 | 15 | 15 | 15 | 15 | 15 | 15 | 15 | 15 | 15 | 15 | 15 | 15 | 15 | 15 | 15 | 0 | 0 | 15 | 15 | 15 | 15 | 15
Oklahoma (7 DC roles, live-looking) - low [v1] | MW | Capacity | PLACEHOLDER (Inputs) |  | 0 | 0 | 0 | 0 | 0 | 0 | 0 | 0 | 0 | 0 | 0 | 0 | 0 | 0 | 0 | 0 | 0 | 0 | 0 | 0 | 0 | 0 | 0 | 0 | 0 | 0 | 0 | 0 | 0 | 0 | 0 | 0 | 0 | 0 | 0
Oklahoma (7 DC roles, live-looking) - low [v2] | MW | Capacity | Capacity file v2 |  | 0 | 0 | 0 | 0 | 0 | 0 | 0 | 0 | 0 | 0 | 5 | 10 | 25 | 50 | 75 | 75 | 75 | 75 | 75 | 75 | 75 | 75 | 75 | 75 | 75 | 75 | 75 | 75 | 0 | 0 | 10 | 75 | 75 | 75 | 75
Oklahoma (7 DC roles, live-looking) - low | MW | Modeling | selected (CapV) |  | 0 | 0 | 0 | 0 | 0 | 0 | 0 | 0 | 0 | 0 | 5 | 10 | 25 | 50 | 75 | 75 | 75 | 75 | 75 | 75 | 75 | 75 | 75 | 75 | 75 | 75 | 75 | 75 | 0 | 0 | 10 | 75 | 75 | 75 | 75
Oklahoma (7 DC roles, live-looking) - base [v1] | MW | Capacity | PLACEHOLDER (Inputs) |  | 0 | 0 | 0 | 0 | 0 | 0 | 0 | 0 | 0 | 0 | 0 | 0 | 0 | 0 | 0 | 0 | 0 | 0 | 0 | 0 | 0 | 0 | 0 | 0 | 0 | 0 | 0 | 0 | 0 | 0 | 0 | 0 | 0 | 0 | 0
Oklahoma (7 DC roles, live-looking) - base [v2] | MW | Capacity | Capacity file v2 |  | 0 | 0 | 0 | 0 | 0 | 0 | 0 | 0 | 0 | 10 | 10 | 25 | 50 | 75 | 100 | 100 | 100 | 100 | 100 | 100 | 100 | 100 | 100 | 100 | 100 | 100 | 100 | 100 | 0 | 0 | 25 | 100 | 100 | 100 | 100
Oklahoma (7 DC roles, live-looking) - base | MW | Modeling | selected (CapV) |  | 0 | 0 | 0 | 0 | 0 | 0 | 0 | 0 | 0 | 10 | 10 | 25 | 50 | 75 | 100 | 100 | 100 | 100 | 100 | 100 | 100 | 100 | 100 | 100 | 100 | 100 | 100 | 100 | 0 | 0 | 25 | 100 | 100 | 100 | 100
Oklahoma (7 DC roles, live-looking) - high [v1] | MW | Capacity | PLACEHOLDER (Inputs) |  | 0 | 0 | 0 | 0 | 0 | 0 | 0 | 0 | 0 | 0 | 0 | 0 | 0 | 0 | 0 | 0 | 0 | 0 | 0 | 0 | 0 | 0 | 0 | 0 | 0 | 0 | 0 | 0 | 0 | 0 | 0 | 0 | 0 | 0 | 0
Oklahoma (7 DC roles, live-looking) - high [v2] | MW | Capacity | Capacity file v2 |  | 0 | 0 | 0 | 0 | 0 | 0 | 0 | 0 | 0 | 20 | 15 | 40 | 75 | 100 | 125 | 125 | 125 | 125 | 125 | 125 | 125 | 125 | 125 | 125 | 125 | 125 | 125 | 125 | 0 | 0 | 40 | 125 | 125 | 125 | 125
Oklahoma (7 DC roles, live-looking) - high | MW | Modeling | selected (CapV) |  | 0 | 0 | 0 | 0 | 0 | 0 | 0 | 0 | 0 | 20 | 15 | 40 | 75 | 100 | 125 | 125 | 125 | 125 | 125 | 125 | 125 | 125 | 125 | 125 | 125 | 125 | 125 | 125 | 0 | 0 | 40 | 125 | 125 | 125 | 125
France 2nd colo (unnamed; possibly eu-west2) - low [v1] | MW | Capacity | Capacity file v1 | [29 empty] | 0 | 0 | 0 | 0 | 0 | 0 | 0
France 2nd colo (unnamed; possibly eu-west2) - base [v1] | MW | Capacity | Capacity file v1 | [29 empty] | 0 | 0 | 0 | 0 | 0 | 0 | 0
France 2nd colo (unnamed; possibly eu-west2) - high [v1] | MW | Capacity | Capacity file v1 | [29 empty] | 0 | 0 | 0 | 0 | 0 | 0 | 0
AIB CLT1 (South Carolina) - low [v1] | MW | Capacity | Capacity file v1 |  | 0 | 0 | 0 | 0 | 0 | 0 | 0 | 0 | 0 | 0 | 0 | 0 | 0 | 0 | 0 | 0 | 25 | 25 | 50 | 50 | 50 | 50 | 50 | 50 | 50 | 50 | 50 | 50 | 0 | 0 | 0 | 0 | 50 | 50 | 50
AIB CLT1 (South Carolina) - low [v2] | MW | Capacity | Capacity file v2 |  | 0 | 0 | 0 | 0 | 0 | 0 | 0 | 0 | 0 | 0 | 0 | 0 | 0 | 0 | 0 | 0 | 25 | 25 | 50 | 50 | 50 | 50 | 50 | 50 | 50 | 50 | 50 | 50 | 0 | 0 | 0 | 0 | 50 | 50 | 50
AIB CLT1 (South Carolina) - low | MW | Modeling | selected (CapV) |  | 0 | 0 | 0 | 0 | 0 | 0 | 0 | 0 | 0 | 0 | 0 | 0 | 0 | 0 | 0 | 0 | 25 | 25 | 50 | 50 | 50 | 50 | 50 | 50 | 50 | 50 | 50 | 50 | 0 | 0 | 0 | 0 | 50 | 50 | 50
AIB CLT1 (South Carolina) - base [v1] | MW | Capacity | Capacity file v1 |  | 0 | 0 | 0 | 0 | 0 | 0 | 0 | 0 | 0 | 0 | 0 | 0 | 0 | 0 | 12.5 | 25 | 37.5 | 37.5 | 50 | 50 | 50 | 50 | 50 | 50 | 50 | 50 | 50 | 50 | 0 | 0 | 0 | 25 | 50 | 50 | 50
AIB CLT1 (South Carolina) - base [v2] | MW | Capacity | Capacity file v2 |  | 0 | 0 | 0 | 0 | 0 | 0 | 0 | 0 | 0 | 0 | 0 | 0 | 0 | 0 | 12.5 | 25 | 37.5 | 37.5 | 50 | 50 | 50 | 50 | 50 | 50 | 50 | 50 | 50 | 50 | 0 | 0 | 0 | 25 | 50 | 50 | 50
AIB CLT1 (South Carolina) - base | MW | Modeling | selected (CapV) |  | 0 | 0 | 0 | 0 | 0 | 0 | 0 | 0 | 0 | 0 | 0 | 0 | 0 | 0 | 12.5 | 25 | 37.5 | 37.5 | 50 | 50 | 50 | 50 | 50 | 50 | 50 | 50 | 50 | 50 | 0 | 0 | 0 | 25 | 50 | 50 | 50
AIB CLT1 (South Carolina) - high [v1] | MW | Capacity | Capacity file v1 |  | 0 | 0 | 0 | 0 | 0 | 0 | 0 | 0 | 0 | 0 | 0 | 0 | 0 | 0 | 25 | 50 | 50 | 50 | 50 | 50 | 50 | 50 | 50 | 50 | 50 | 50 | 50 | 50 | 0 | 0 | 0 | 50 | 50 | 50 | 50
AIB CLT1 (South Carolina) - high [v2] | MW | Capacity | Capacity file v2 |  | 0 | 0 | 0 | 0 | 0 | 0 | 0 | 0 | 0 | 0 | 0 | 0 | 0 | 0 | 25 | 50 | 50 | 50 | 50 | 50 | 50 | 50 | 50 | 50 | 50 | 50 | 50 | 50 | 0 | 0 | 0 | 50 | 50 | 50 | 50
AIB CLT1 (South Carolina) - high | MW | Modeling | selected (CapV) |  | 0 | 0 | 0 | 0 | 0 | 0 | 0 | 0 | 0 | 0 | 0 | 0 | 0 | 0 | 25 | 50 | 50 | 50 | 50 | 50 | 50 | 50 | 50 | 50 | 50 | 50 | 50 | 50 | 0 | 0 | 0 | 50 | 50 | 50 | 50
Newport UK (Vantage CWL1) - low [v2] | MW | Capacity | Capacity file v2 |  | 0 | 0 | 0 | 0 | 0 | 0 | 0 | 0 | 0 | 0 | 0 | 0 | 5 | 10 | 15 | 20 | 20 | 20 | 20 | 20 | 20 | 20 | 20 | 20 | 20 | 20 | 20 | 20 | 0 | 0 | 0 | 20 | 20 | 20 | 20
Newport UK (Vantage CWL1) - low | MW | Modeling | selected (CapV) |  | 0 | 0 | 0 | 0 | 0 | 0 | 0 | 0 | 0 | 0 | 0 | 0 | 5 | 10 | 15 | 20 | 20 | 20 | 20 | 20 | 20 | 20 | 20 | 20 | 20 | 20 | 20 | 20 | 0 | 0 | 0 | 20 | 20 | 20 | 20
Newport UK (Vantage CWL1) - base [v2] | MW | Capacity | Capacity file v2 |  | 0 | 0 | 0 | 0 | 0 | 0 | 0 | 0 | 0 | 0 | 0 | 5 | 15 | 22.5 | 29 | 31.5 | 31.5 | 31.5 | 31.5 | 31.5 | 31.5 | 31.5 | 31.5 | 31.5 | 31.5 | 31.5 | 31.5 | 31.5 | 0 | 0 | 5 | 31.5 | 31.5 | 31.5 | 31.5
Newport UK (Vantage CWL1) - base | MW | Modeling | selected (CapV) |  | 0 | 0 | 0 | 0 | 0 | 0 | 0 | 0 | 0 | 0 | 0 | 5 | 15 | 22.5 | 29 | 31.5 | 31.5 | 31.5 | 31.5 | 31.5 | 31.5 | 31.5 | 31.5 | 31.5 | 31.5 | 31.5 | 31.5 | 31.5 | 0 | 0 | 5 | 31.5 | 31.5 | 31.5 | 31.5
Newport UK (Vantage CWL1) - high [v2] | MW | Capacity | Capacity file v2 |  | 0 | 0 | 0 | 0 | 0 | 0 | 0 | 0 | 0 | 0 | 0 | 10 | 25 | 35 | 43 | 43 | 43 | 43 | 43 | 43 | 43 | 43 | 43 | 43 | 43 | 43 | 43 | 43 | 0 | 0 | 10 | 43 | 43 | 43 | 43
Newport UK (Vantage CWL1) - high | MW | Modeling | selected (CapV) |  | 0 | 0 | 0 | 0 | 0 | 0 | 0 | 0 | 0 | 0 | 0 | 10 | 25 | 35 | 43 | 43 | 43 | 43 | 43 | 43 | 43 | 43 | 43 | 43 | 43 | 43 | 43 | 43 | 0 | 0 | 10 | 43 | 43 | 43 | 43
Other unidentified (colo not yet visible) - low [v1] | MW | Capacity | PLACEHOLDER (Inputs) |  | 0 | 0 | 0 | 0 | 0 | 0 | 0 | 0 | 0 | 0 | 0 | 0 | 0 | 0 | 0 | 0 | 0 | 0 | 0 | 0 | 0 | 0 | 0 | 0 | 0 | 0 | 0 | 0 | 0 | 0 | 0 | 0 | 0 | 0 | 0
Other unidentified (colo not yet visible) - base [v1] | MW | Capacity | PLACEHOLDER (Inputs) |  | 0 | 0 | 0 | 0 | 0 | 0 | 0 | 0 | 0 | 0 | 0 | 0 | 0 | 0 | 0 | 0 | 0 | 0 | 0 | 0 | 0 | 0 | 0 | 0 | 0 | 0 | 0 | 0 | 0 | 0 | 0 | 0 | 0 | 0 | 0
Other unidentified (colo not yet visible) - high [v1] | MW | Capacity | PLACEHOLDER (Inputs) |  | 0 | 0 | 0 | 0 | 0 | 0 | 0 | 0 | 0 | 0 | 0 | 0 | 0 | 0 | 0 | 0 | 0 | 0 | 0 | 0 | 0 | 0 | 0 | 0 | 0 | 0 | 0 | 0 | 0 | 0 | 0 | 0 | 0 | 0 | 0
Capacity file v1: identified sites energized base (as stated, mixed basis) | MW | Capacity | COMPANY row, copied |  | 25 | 25 | 25 | 30 | 40 | 45 | 62.5 | 147.7 | 171.5 | 173 | 207.5 | 304.5 | 444.7 | 591.7 | 751.5 | 1069 | 1181.5 | 1376.5 | 1389 | 1799 | 1799 | 2219 | 2219 | 2804 | 2804 | 2804 | 2804 | 3379 | 30 | 147.7 | 304.5 | 1069 | 1799 | 2804 | 3379
Capacity file v2: identified sites energized base (as stated, mixed basis) | MW | Capacity | COMPANY row, copied |  | 25 | 25 | 25 | 30 | 50 | 50 | 62.5 | 147.7 | 181.5 | 193 | 227.5 | 319.5 | 485.2 | 677.2 | 882 | 1212.5 | 1325 | 1520 | 1532.5 | 1942.5 | 1942.5 | 2362.5 | 2362.5 | 2947.5 | 2947.5 | 2947.5 | 2947.5 | 3522.5 | 30 | 147.7 | 319.5 | 1212.5 | 1942.5 | 2947.5 | 3522.5
Capacity file (selected CapV): identified sites energized base | MW | Modeling |  |  | 25 | 25 | 25 | 30 | 50 | 50 | 62.5 | 147.7 | 181.5 | 193 | 227.5 | 319.5 | 485.2 | 677.2 | 882 | 1212.5 | 1325 | 1520 | 1532.5 | 1942.5 | 1942.5 | 2362.5 | 2362.5 | 2947.5 | 2947.5 | 2947.5 | 2947.5 | 3522.5 | 30 | 147.7 | 319.5 | 1212.5 | 1942.5 | 2947.5 | 3522.5
Model: sum of named-site base imports (as stated) | MW | Modeling |  |  | 25 | 25 | 25 | 30 | 50 | 50 | 62.5 | 147.7 | 181.5 | 193 | 227.5 | 319.5 | 485.2 | 677.2 | 882 | 1212.5 | 1325 | 1520 | 1532.5 | 1942.5 | 1942.5 | 2362.5 | 2362.5 | 2947.5 | 2947.5 | 2947.5 | 2947.5 | 3522.5 | 30 | 147.7 | 319.5 | 1212.5 | 1942.5 | 2947.5 | 3522.5
Tie check (model - file; should be 0) | MW | Modeling |  |  | 0 | 0 | 0 | 0 | 0 | 0 | 0 | 0 | 0 | 0 | 0 | 0 | 0 | 0 | 0 | 0 | 0 | 0 | 0 | 0 | 0 | 0 | 0 | 0 | 0 | 0 | 0 | 0 | 0 | 0 | 0 | 0 | 0 | 0 | 0
Block 1 - CONTRACTED MW (land + power commitments; pipeline, not revenue capacity)
Vineland NJ (DataOne) | MW | Capacity | [6 empty] | 300 | 300 | 300 | 300 | 300 | 300 | 300 | 300 | 300 | 300 | 300 | 300 | 300 | 300 | 300 | 300 | 300 | 300 | 300 | 300 | 300 | 300 | 300 | 300 | 0 | 300 | 300 | 300 | 300 | 300 | 300
Independence MO (Eastgate) | MW | Capacity | [9 empty] | 1200 | 1200 | 1200 | 1200 | 1200 | 1200 | 1200 | 1200 | 1200 | 1200 | 1200 | 1200 | 1200 | 1200 | 1200 | 1200 | 1200 | 1200 | 1200 | 1200 | 1200 | 0 | 1200 | 1200 | 1200 | 1200 | 1200 | 1200
Butler Twp PA (Highridge) | MW | Capacity | [11 empty] | 1200 | 1200 | 1200 | 1200 | 1200 | 1200 | 1200 | 1200 | 1200 | 1200 | 1200 | 1200 | 1200 | 1200 | 1200 | 1200 | 1200 | 1200 | 1200 | 0 | 0 | 1200 | 1200 | 1200 | 1200 | 1200
Birmingham AL (BHM01, Oxmoor) | MW | Capacity | [8 empty] | 300 | 300 | 300 | 300 | 300 | 300 | 300 | 300 | 300 | 300 | 300 | 300 | 300 | 300 | 300 | 300 | 300 | 300 | 300 | 300 | 300 | 300 | 0 | 300 | 300 | 300 | 300 | 300 | 300
Bethune FR (Azur Datacenter, ex-Bridgestone) | MW | Capacity | [10 empty] | 240 | 240 | 240 | 240 | 240 | 240 | 240 | 240 | 240 | 240 | 240 | 240 | 240 | 240 | 240 | 240 | 240 | 240 | 240 | 240 | 0 | 0 | 240 | 240 | 240 | 240 | 240
Lappeenranta FI (Pajarila / Polarnode) | MW | Capacity | [10 empty] | 310 | 310 | 310 | 310 | 310 | 310 | 310 | 310 | 310 | 310 | 310 | 310 | 310 | 310 | 310 | 310 | 310 | 310 | 310 | 310 | 0 | 0 | 310 | 310 | 310 | 310 | 310
Mantsala FI #1 | MW | Capacity | [5 empty] | 75 | 75 | 75 | 75 | 75 | 75 | 75 | 75 | 75 | 75 | 75 | 75 | 75 | 75 | 75 | 75 | 75 | 75 | 75 | 75 | 75 | 75 | 75 | 75 | 75 | 75 | 75 | 75 | 75 | 75 | 75 | 75
Mantsala FI #2 (Kapuli) | MW | Capacity | [11 empty] | 70 | 70 | 70 | 70 | 70 | 70 | 70 | 70 | 70 | 70 | 70 | 70 | 70 | 70 | 70 | 70 | 70 | 70 | 70 | 0 | 0 | 70 | 70 | 70 | 70 | 70
Kansas City MO (Patmos) | MW | Capacity | [5 empty] | 40 | 40 | 40 | 40 | 40 | 40 | 40 | 40 | 40 | 40 | 40 | 40 | 40 | 40 | 40 | 40 | 40 | 40 | 40 | 40 | 40 | 40 | 40 | 40 | 40 | 40 | 40 | 40 | 40 | 40 | 40 | 40
Paris (Equinix PA10) | MW | Capacity |  |  |  |  | 5 | 5 | 5 | 5 | 5 | 5 | 5 | 5 | 5 | 5 | 5 | 5 | 5 | 5 | 5 | 5 | 5 | 5 | 5 | 5 | 5 | 5 | 5 | 5 | 5 | 5 | 5 | 5 | 5 | 5 | 5 | 5 | 5
Keflavik IS (Verne) | MW | Capacity | [5 empty] | 10 | 10 | 10 | 10 | 10 | 10 | 10 | 10 | 10 | 10 | 10 | 10 | 10 | 10 | 10 | 10 | 10 | 10 | 10 | 10 | 10 | 10 | 10 | 10 | 10 | 10 | 10 | 10 | 10 | 10 | 10 | 10
London Longcross (Ark LP01) | MW | Capacity | [7 empty] | 16 | 16 | 16 | 16 | 19 | 19 | 19 | 19 | 19 | 19 | 19 | 19 | 19 | 19 | 19 | 19 | 19 | 19 | 19 | 19 | 19 | 19 | 19 | 0 | 16 | 19 | 19 | 19 | 19 | 19
Harlow UK (Kao Data KLON-02/03) | MW | Capacity | [11 empty] | 22 | 22 | 22 | 22 | 22 | 22 | 22 | 22 | 22 | 22 | 22 | 22 | 22 | 22 | 22 | 22 | 22 | 22 | 22 | 0 | 0 | 22 | 22 | 22 | 22 | 22
UK 3rd new deployment (unnamed) | MW | Capacity | [30 empty] | 0 | 0 | 0 | 0 | 0 | 0 | 0
Modi'in IL (Mega Or) | MW | Capacity | [7 empty] | 8 | 8 | 8 | 8 | 8 | 8 | 8 | 8 | 8 | 8 | 8 | 8 | 8 | 8 | 8 | 8 | 8 | 8 | 8 | 8 | 8 | 8 | 8 | 0 | 8 | 8 | 8 | 8 | 8 | 8
Masmiyya IL (Mega DC) | MW | Capacity | [10 empty] | 22 | 22 | 22 | 22 | 22 | 22 | 22 | 22 | 22 | 22 | 22 | 22 | 22 | 22 | 22 | 22 | 22 | 22 | 22 | 22 | 0 | 0 | 22 | 22 | 22 | 22 | 22
Beit Shemesh IL (Mega DC) | MW | Capacity | [10 empty] | 58 | 58 | 58 | 58 | 58 | 58 | 58 | 58 | 58 | 58 | 58 | 58 | 58 | 58 | 58 | 58 | 58 | 58 | 58 | 58 | 0 | 0 | 58 | 58 | 58 | 58 | 58
Madrid-Getafe ES (Merlin Edged) | MW | Capacity | [11 empty] | 18 | 18 | 18 | 18 | 18 | 18 | 18 | 18 | 18 | 18 | 18 | 18 | 18 | 18 | 18 | 18 | 18 | 18 | 18 | 0 | 0 | 18 | 18 | 18 | 18 | 18
Tallinn EE (Greenergy Huuru) | MW | Capacity | [11 empty] | 22 | 22 | 22 | 22 | 22 | 22 | 22 | 22 | 22 | 22 | 22 | 22 | 22 | 22 | 22 | 22 | 22 | 22 | 22 | 0 | 0 | 22 | 22 | 22 | 22 | 22
Minnesota (RMA roles, likely colo live) | MW | Capacity | [30 empty] | 0 | 0 | 0 | 0 | 0 | 0 | 0
Oklahoma (7 DC roles, live-looking) | MW | Capacity | [30 empty] | 0 | 0 | 0 | 0 | 0 | 0 | 0
France 2nd colo (unnamed; possibly eu-west2) | MW | Capacity | [30 empty] | 0 | 0 | 0 | 0 | 0 | 0 | 0
AIB CLT1 (South Carolina) | MW | Capacity | [12 empty] | 50 | 50 | 50 | 50 | 50 | 50 | 50 | 50 | 50 | 50 | 50 | 50 | 50 | 50 | 50 | 50 | 50 | 50 | 0 | 0 | 50 | 50 | 50 | 50 | 50
Newport UK (Vantage CWL1) | MW | Capacity | [30 empty] | 0 | 0 | 0 | 0 | 0 | 0 | 0
Other unidentified (colo not yet visible) | MW | Capacity | [30 empty] | 0 | 0 | 0 | 0 | 0 | 0 | 0
Portfolio total (Facility basis) | MW | Capacity | Feb-26 >2 GW; May-26 >3.5 GW; YE26 target 5 GW (Q2'26 letter); flat after (no guidance) | Facility | [7 empty] | 2000 | 2750 | 3500 | 4250 | 5000 | 5000 | 5000 | 5000 | 5000 | 5000 | 5000 | 5000 | 5000 | 5000 | 5000 | 5000 | 5000 | 5000 | 5000 | 5000 | 5000 | 0 | 2000 | 5000 | 5000 | 5000 | 5000 | 5000
Other / unallocated (IT MW) | MW | Modeling | calc: MAX(0, portfolio (IT) - named sites (IT)) |  | 0 | 0 | 0 | 0 | 0 | 0 | 0 | 45.4603 | 111.2763 | 0 | 247.2567 | 847.2567 | 847.2567 | 847.2567 | 847.2567 | 847.2567 | 847.2567 | 847.2567 | 847.2567 | 847.2567 | 847.2567 | 847.2567 | 847.2567 | 847.2567 | 847.2567 | 847.2567 | 847.2567 | 847.2567 | 0 | 45.4603 | 847.2567 | 847.2567 | 847.2567 | 847.2567 | 847.2567
TOTAL IT MW - Contracted | MW | Modeling | every site normalized to IT basis via PUE |  | 0 | 0 | 5 | 123.1825 | 423.1825 | 443.4897 | 665.6997 | 1600 | 2200 | 3102.7433 | 3400 | 4000 | 4000 | 4000 | 4000 | 4000 | 4000 | 4000 | 4000 | 4000 | 4000 | 4000 | 4000 | 4000 | 4000 | 4000 | 4000 | 4000 | 123.1825 | 1600 | 4000 | 4000 | 4000 | 4000 | 4000
of which owned IT MW - Contracted | MW | Modeling |  |  | 0 | 0 | 0 | 68.1825 | 68.1825 | 68.1825 | 290.3925 | 1192.8706 | 1482.1914 | 2398.5205 | 2472.6975 | 2652.6975 | 2822.1489 | 2822.1489 | 2822.1489 | 2822.1489 | 2949.2374 | 2949.2374 | 2949.2374 | 2949.2374 | 2991.6002 | 2991.6002 | 2991.6002 | 2991.6002 | 3033.963 | 3033.963 | 3033.963 | 3033.963 | 68.1825 | 1192.8706 | 2652.6975 | 2822.1489 | 2949.2374 | 2991.6002 | 3033.963
Block 2 - ENERGIZED MW (Capacity estimate; bull = high, base = midpoint, bear = low). Named sites YE26 185/305/424 MW, YE27 764/1,069/1,374 MW ¦ v0.9b: path index = MWPathX (Inputs MWPathSel; 0 = Scen); Butler row 291 honours ButlerSlip
Vineland NJ (DataOne) | MW | Capacity |  |  | 0 | 0 | 0 | 0 | 0 | 0 | 0 | 26.2 | 37.5 | 39 | 66 | 81.8 | 118.5 | 168.5 | 200 | 235 | 235 | 235 | 235 | 235 | 235 | 235 | 235 | 235 | 235 | 235 | 235 | 235 | 0 | 26.2 | 81.8 | 235 | 235 | 235 | 235
Independence MO (Eastgate) | MW | Capacity |  |  | 0 | 0 | 0 | 0 | 0 | 0 | 0 | 0 | 0 | 0 | 0 | 0 | 0 | 0 | 50 | 125 | 125 | 175 | 175 | 225 | 225 | 450 | 450 | 650 | 650 | 650 | 650 | 950 | 0 | 0 | 0 | 125 | 225 | 650 | 950
Butler Twp PA (Highridge) | MW | Capacity |  |  | 0 | 0 | 0 | 0 | 0 | 0 | 0 | 0 | 0 | 0 | 0 | 0 | 0 | 0 | 0 | 65 | 130 | 130 | 130 | 265 | 265 | 460 | 460 | 700 | 700 | 700 | 700 | 930 | 0 | 0 | 0 | 65 | 265 | 700 | 930
Birmingham AL (BHM01, Oxmoor) | MW | Capacity |  |  | 0 | 0 | 0 | 0 | 0 | 0 | 0 | 0 | 0 | 0 | 0 | 0 | 12.5 | 25 | 50 | 75 | 75 | 150 | 150 | 250 | 250 | 250 | 250 | 300 | 300 | 300 | 300 | 300 | 0 | 0 | 0 | 75 | 250 | 300 | 300
Bethune FR (Azur Datacenter, ex-Bridgestone) | MW | Capacity |  |  | 0 | 0 | 0 | 0 | 0 | 0 | 0 | 0 | 0 | 0 | 0 | 30 | 73.5 | 120 | 120 | 180 | 180 | 180 | 180 | 240 | 240 | 240 | 240 | 240 | 240 | 240 | 240 | 240 | 0 | 0 | 30 | 180 | 240 | 240 | 240
Lappeenranta FI (Pajarila / Polarnode) | MW | Capacity |  |  | 0 | 0 | 0 | 0 | 0 | 0 | 0 | 0 | 0 | 0 | 0 | 0 | 0 | 17.5 | 35 | 52.5 | 52.5 | 105 | 105 | 170 | 170 | 170 | 170 | 265 | 265 | 265 | 265 | 310 | 0 | 0 | 0 | 52.5 | 170 | 265 | 310
Mantsala FI #1 | MW | Capacity |  |  | 25 | 25 | 25 | 25 | 25 | 25 | 37.5 | 62.5 | 75 | 75 | 75 | 75 | 75 | 75 | 75 | 75 | 75 | 75 | 75 | 75 | 75 | 75 | 75 | 75 | 75 | 75 | 75 | 75 | 25 | 62.5 | 75 | 75 | 75 | 75 | 75
Mantsala FI #2 (Kapuli) | MW | Capacity |  |  | 0 | 0 | 0 | 0 | 0 | 0 | 0 | 0 | 0 | 0 | 0 | 0 | 0 | 0 | 0 | 17.5 | 52.5 | 70 | 70 | 70 | 70 | 70 | 70 | 70 | 70 | 70 | 70 | 70 | 0 | 0 | 0 | 17.5 | 70 | 70 | 70
Kansas City MO (Patmos) | MW | Capacity |  |  | 0 | 0 | 0 | 0 | 10 | 10 | 10 | 20 | 20 | 20 | 20 | 20 | 20 | 20 | 20 | 30 | 30 | 30 | 30 | 30 | 30 | 30 | 30 | 30 | 30 | 30 | 30 | 30 | 0 | 20 | 20 | 30 | 30 | 30 | 30
Paris (Equinix PA10) | MW | Capacity |  |  | 0 | 0 | 0 | 5 | 5 | 5 | 5 | 5 | 5 | 5 | 5 | 5 | 5 | 5 | 5 | 5 | 5 | 5 | 5 | 5 | 5 | 5 | 5 | 5 | 5 | 5 | 5 | 5 | 5 | 5 | 5 | 5 | 5 | 5 | 5
Keflavik IS (Verne) | MW | Capacity |  |  | 0 | 0 | 0 | 0 | 10 | 10 | 10 | 10 | 10 | 10 | 10 | 10 | 10 | 10 | 10 | 10 | 10 | 10 | 10 | 10 | 10 | 10 | 10 | 10 | 10 | 10 | 10 | 10 | 0 | 10 | 10 | 10 | 10 | 10 | 10
London Longcross (Ark LP01) | MW | Capacity |  |  | 0 | 0 | 0 | 0 | 0 | 0 | 0 | 16 | 16 | 16 | 16 | 17.5 | 19 | 19 | 19 | 19 | 19 | 19 | 19 | 19 | 19 | 19 | 19 | 19 | 19 | 19 | 19 | 19 | 0 | 16 | 17.5 | 19 | 19 | 19 | 19
Harlow UK (Kao Data KLON-02/03) | MW | Capacity |  |  | 0 | 0 | 0 | 0 | 0 | 0 | 0 | 0 | 0 | 0 | 0 | 2.2 | 13.2 | 13.2 | 22 | 22 | 22 | 22 | 22 | 22 | 22 | 22 | 22 | 22 | 22 | 22 | 22 | 22 | 0 | 0 | 2.2 | 22 | 22 | 22 | 22
UK 3rd new deployment (unnamed) | MW | Capacity |  |  | 0 | 0 | 0 | 0 | 0 | 0 | 0 | 0 | 0 | 0 | 0 | 0 | 0 | 2.5 | 6 | 7 | 7 | 7 | 7 | 7 | 7 | 7 | 7 | 7 | 7 | 7 | 7 | 7 | 0 | 0 | 0 | 7 | 7 | 7 | 7
Modi'in IL (Mega Or) | MW | Capacity |  |  | 0 | 0 | 0 | 0 | 0 | 0 | 0 | 8 | 8 | 8 | 8 | 8 | 8 | 8 | 8 | 8 | 8 | 8 | 8 | 8 | 8 | 8 | 8 | 8 | 8 | 8 | 8 | 8 | 0 | 8 | 8 | 8 | 8 | 8 | 8
Masmiyya IL (Mega DC) | MW | Capacity |  |  | 0 | 0 | 0 | 0 | 0 | 0 | 0 | 0 | 0 | 0 | 0 | 5.5 | 11 | 16.5 | 22 | 22 | 22 | 22 | 22 | 22 | 22 | 22 | 22 | 22 | 22 | 22 | 22 | 22 | 0 | 0 | 5.5 | 22 | 22 | 22 | 22
Beit Shemesh IL (Mega DC) | MW | Capacity |  |  | 0 | 0 | 0 | 0 | 0 | 0 | 0 | 0 | 0 | 0 | 0 | 0 | 10 | 29.5 | 48.5 | 58 | 58 | 58 | 58 | 58 | 58 | 58 | 58 | 58 | 58 | 58 | 58 | 58 | 0 | 0 | 0 | 58 | 58 | 58 | 58
Madrid-Getafe ES (Merlin Edged) | MW | Capacity |  |  | 0 | 0 | 0 | 0 | 0 | 0 | 0 | 0 | 0 | 0 | 7.5 | 13.5 | 18 | 18 | 18 | 18 | 18 | 18 | 18 | 18 | 18 | 18 | 18 | 18 | 18 | 18 | 18 | 18 | 0 | 0 | 13.5 | 18 | 18 | 18 | 18
Tallinn EE (Greenergy Huuru) | MW | Capacity |  |  | 0 | 0 | 0 | 0 | 0 | 0 | 0 | 0 | 0 | 0 | 0 | 11 | 16.5 | 22 | 22 | 22 | 22 | 22 | 22 | 22 | 22 | 22 | 22 | 22 | 22 | 22 | 22 | 22 | 0 | 0 | 11 | 22 | 22 | 22 | 22
Minnesota (RMA roles, likely colo live) | MW | Capacity |  |  | 0 | 0 | 0 | 0 | 0 | 0 | 0 | 0 | 10 | 10 | 10 | 10 | 10 | 10 | 10 | 10 | 10 | 10 | 10 | 10 | 10 | 10 | 10 | 10 | 10 | 10 | 10 | 10 | 0 | 0 | 10 | 10 | 10 | 10 | 10
Oklahoma (7 DC roles, live-looking) | MW | Capacity |  |  | 0 | 0 | 0 | 0 | 0 | 0 | 0 | 0 | 0 | 10 | 10 | 25 | 50 | 75 | 100 | 100 | 100 | 100 | 100 | 100 | 100 | 100 | 100 | 100 | 100 | 100 | 100 | 100 | 0 | 0 | 25 | 100 | 100 | 100 | 100
France 2nd colo (unnamed; possibly eu-west2) | MW | Capacity |  |  | 0 | 0 | 0 | 0 | 0 | 0 | 0 | 0 | 0 | 0 | 0 | 0 | 0 | 0 | 0 | 0 | 0 | 0 | 0 | 0 | 0 | 0 | 0 | 0 | 0 | 0 | 0 | 0 | 0 | 0 | 0 | 0 | 0 | 0 | 0
AIB CLT1 (South Carolina) | MW | Capacity |  |  | 0 | 0 | 0 | 0 | 0 | 0 | 0 | 0 | 0 | 0 | 0 | 0 | 0 | 0 | 12.5 | 25 | 37.5 | 37.5 | 50 | 50 | 50 | 50 | 50 | 50 | 50 | 50 | 50 | 50 | 0 | 0 | 0 | 25 | 50 | 50 | 50
Newport UK (Vantage CWL1) | MW | Capacity |  |  | 0 | 0 | 0 | 0 | 0 | 0 | 0 | 0 | 0 | 0 | 0 | 5 | 15 | 22.5 | 29 | 31.5 | 31.5 | 31.5 | 31.5 | 31.5 | 31.5 | 31.5 | 31.5 | 31.5 | 31.5 | 31.5 | 31.5 | 31.5 | 0 | 0 | 5 | 31.5 | 31.5 | 31.5 | 31.5
Other unidentified (colo not yet visible) | MW | Capacity |  |  | 0 | 0 | 0 | 0 | 0 | 0 | 0 | 0 | 0 | 0 | 0 | 0 | 0 | 0 | 0 | 0 | 0 | 0 | 0 | 0 | 0 | 0 | 0 | 0 | 0 | 0 | 0 | 0 | 0 | 0 | 0 | 0 | 0 | 0 | 0
Portfolio total (IT basis) | MW | Capacity | No portfolio plug: energized = named + unseen sites only | IT | [28 empty] | 0 | 0 | 0 | 0 | 0 | 0 | 0
Other / unallocated (IT MW) | MW | Modeling | calc: MAX(0, portfolio (IT) - named sites (IT)) |  | 0 | 0 | 0 | 0 | 0 | 0 | 0 | 0 | 0 | 0 | 0 | 0 | 0 | 0 | 0 | 0 | 0 | 0 | 0 | 0 | 0 | 0 | 0 | 0 | 0 | 0 | 0 | 0 | 0 | 0 | 0 | 0 | 0 | 0 | 0
TOTAL IT MW - Energized | MW | Modeling | every site normalized to IT basis via PUE |  | 22.7275 | 22.7275 | 22.7275 | 27.7275 | 47.7275 | 47.7275 | 59.0913 | 138.326 | 170.9897 | 182.4897 | 216.9897 | 301.7195 | 453.7923 | 629.5368 | 812.6073 | 1081.9108 | 1172.9923 | 1326.4518 | 1338.9518 | 1652.7273 | 1652.7273 | 1963.8213 | 1963.8213 | 2409.3763 | 2409.3763 | 2409.3763 | 2409.3763 | 2841.0793 | 27.7275 | 138.326 | 301.7195 | 1081.9108 | 1652.7273 | 2409.3763 | 2841.0793
of which owned IT MW - Energized | MW | Modeling |  |  | 22.7275 | 22.7275 | 22.7275 | 22.7275 | 22.7275 | 22.7275 | 34.0913 | 56.8188 | 68.1825 | 68.1825 | 68.1825 | 68.1825 | 77.4412 | 101.918 | 172.6885 | 325.34 | 403.9215 | 557.381 | 557.381 | 825.0045 | 825.0045 | 1136.0985 | 1136.0985 | 1581.6535 | 1581.6535 | 1581.6535 | 1581.6535 | 2013.3565 | 22.7275 | 56.8188 | 68.1825 | 325.34 | 825.0045 | 1581.6535 | 2013.3565
Path-consistent capex at energization (new energized IT MW x per-site $/IT MW by ownership & generation); Capex_DA shifts it to 1 qtr before billing
Path IT/GPU capex at energization quarter | $M | Capacity | SUMPRODUCT(new energized MW x IT factor x (rate - shell+power)) |  | 836.0879 | 0 | 0 | 150 | 600 | 0 | 418.044 | 2709.1364 | 1133.7427 | 423.0562 | 1218.2625 | 3053.5086 | 5512.0082 | 6546.2819 | 6950.8095 | 10386.1918 | 3652.3681 | 6153.726 | 501.25 | 12429.5191 | 0 | 12474.8694 | 0 | 17866.7555 | 0 | 0 | 0 | 17311.2903 | 986.0879 | 3727.1804 | 5828.5701 | 29395.2915 | 22736.8632 | 30341.6249 | 17311.2903
Path shell+power capex (owned sites) at energization quarter | $M | Capacity |  |  | 284.0938 | 0 | 0 | 0 | 0 | 0 | 142.0469 | 284.0938 | 142.0469 | 0 | 0 | 0 | 115.7344 | 305.9594 | 884.6313 | 1908.1437 | 982.2687 | 1918.2438 | 0 | 3345.2937 | 0 | 3888.675 | 0 | 5569.4375 | 0 | 0 | 0 | 5396.2875 | 284.0938 | 426.1406 | 142.0469 | 3214.4688 | 6245.8062 | 9458.1125 | 5396.2875
New energized IT MW (sum of site increases x IT factor) | MW | Capacity |  |  | 22.7275 | 0 | 0 | 5 | 20 | 0 | 11.3637 | 79.2347 | 32.6638 | 11.5 | 34.5 | 84.7298 | 152.0728 | 175.7446 | 183.0705 | 269.3035 | 91.0815 | 153.4595 | 12.5 | 313.7755 | 0 | 311.094 | 0 | 445.555 | 0 | 0 | 0 | 431.703 | 27.7275 | 110.5984 | 163.3936 | 780.1913 | 570.8165 | 756.649 | 431.703
New energized LEASED IT MW (sum of site increases x IT factor x (1 - owned)) | MW | Capacity | lease-prepayment base |  | 0 | 0 | 0 | 5 | 20 | 0 | 0 | 56.5072 | 21.3 | 11.5 | 34.5 | 84.7298 | 142.814 | 151.2678 | 112.3 | 116.652 | 12.5 | 0 | 12.5 | 46.152 | 0 | 0 | 0 | 0 | 0 | 0 | 0 | 0 | 5 | 76.5072 | 152.0298 | 523.0338 | 71.152 | 0 | 0
Path IT capex rate per new energized IT MW (site mix) | $M/MW | Capacity | fallback = forecast average when no new energized MW |  | 36.7875 | 39.1399 | 39.1399 | 30 | 30 | 39.1399 | 36.7875 | 34.1913 | 34.7095 | 36.7875 | 35.312 | 36.0382 | 36.2459 | 37.2488 | 37.9679 | 38.5669 | 40.1 | 40.1 | 40.1 | 39.6128 | 39.1399 | 40.1 | 39.1399 | 40.1 | 39.1399 | 39.1399 | 39.1399 | 40.1 | 145.0672 | 140.1187 | 142.8472 | 150.0295 | 159.9128 | 158.4797 | 157.5196
Path shell+power capex rate per new energized IT MW | $M/MW | Capacity |  |  | 12.5 | 9.1457 | 9.1457 | 0 | 0 | 9.1457 | 12.5 | 3.5855 | 4.3488 | 0 | 0 | 0 | 0.76105 | 1.7409 | 4.8322 | 7.0855 | 10.7845 | 12.5 | 0 | 10.6614 | 9.1457 | 12.5 | 9.1457 | 12.5 | 9.1457 | 9.1457 | 9.1457 | 12.5 | 30.7914 | 25.2312 | 4.3488 | 14.4196 | 33.9459 | 43.2914 | 39.9371
Vineland energized IT MW (Capacity, live scenario) | MW | Capacity | caps Microsoft GPU consumption (VinCapOn) |  | 0 | 0 | 0 | 0 | 0 | 0 | 0 | 26.2 | 37.5 | 39 | 66 | 81.8 | 118.5 | 168.5 | 200 | 235 | 235 | 235 | 235 | 235 | 235 | 235 | 235 | 235 | 235 | 235 | 235 | 235 | 0 | 26.2 | 81.8 | 235 | 235 | 235 | 235
MW billing from Q1'31 not yet in Q4'30 active MW (energized in Q4'30 at EnLag 1; capex in Q4'30) |  |  |  | 431.703
Block 3 - GUIDED COMPARISON ONLY (413 MW Q2'26 best-estimate path) - MANAGEMENT-GUIDED CONNECTED IT MW path (YE25 170 MW active reported; 800MW-1GW connected YE26 = 900 mid, restated Aug 12 call, not in Q2 letter; YE27 1.8 GW connected; billing = connected lagged BillLag)
Vineland NJ (DataOne) | MW | Capacity/Filings | [30 empty] | 0 | 0 | 0 | 0 | 0 | 0 | 0
Independence MO (Eastgate) | MW | Capacity/Filings | [30 empty] | 0 | 0 | 0 | 0 | 0 | 0 | 0
Butler Twp PA (Highridge) | MW | Capacity/Filings | [30 empty] | 0 | 0 | 0 | 0 | 0 | 0 | 0
Birmingham AL (BHM01, Oxmoor) | MW | Capacity/Filings | [30 empty] | 0 | 0 | 0 | 0 | 0 | 0 | 0
Bethune FR (Azur Datacenter, ex-Bridgestone) | MW | Capacity/Filings | [30 empty] | 0 | 0 | 0 | 0 | 0 | 0 | 0
Lappeenranta FI (Pajarila / Polarnode) | MW | Capacity/Filings | [30 empty] | 0 | 0 | 0 | 0 | 0 | 0 | 0
Mantsala FI #1 | MW | Capacity/Filings | [30 empty] | 0 | 0 | 0 | 0 | 0 | 0 | 0
Mantsala FI #2 (Kapuli) | MW | Capacity/Filings | [30 empty] | 0 | 0 | 0 | 0 | 0 | 0 | 0
Kansas City MO (Patmos) | MW | Capacity/Filings | [30 empty] | 0 | 0 | 0 | 0 | 0 | 0 | 0
Paris (Equinix PA10) | MW | Capacity/Filings | [30 empty] | 0 | 0 | 0 | 0 | 0 | 0 | 0
Keflavik IS (Verne) | MW | Capacity/Filings | [30 empty] | 0 | 0 | 0 | 0 | 0 | 0 | 0
London Longcross (Ark LP01) | MW | Capacity/Filings | [30 empty] | 0 | 0 | 0 | 0 | 0 | 0 | 0
Harlow UK (Kao Data KLON-02/03) | MW | Capacity/Filings | [30 empty] | 0 | 0 | 0 | 0 | 0 | 0 | 0
UK 3rd new deployment (unnamed) | MW | Capacity/Filings | [30 empty] | 0 | 0 | 0 | 0 | 0 | 0 | 0
Modi'in IL (Mega Or) | MW | Capacity/Filings | [30 empty] | 0 | 0 | 0 | 0 | 0 | 0 | 0
Masmiyya IL (Mega DC) | MW | Capacity/Filings | [30 empty] | 0 | 0 | 0 | 0 | 0 | 0 | 0
Beit Shemesh IL (Mega DC) | MW | Capacity/Filings | [30 empty] | 0 | 0 | 0 | 0 | 0 | 0 | 0
Madrid-Getafe ES (Merlin Edged) | MW | Capacity/Filings | [30 empty] | 0 | 0 | 0 | 0 | 0 | 0 | 0
Tallinn EE (Greenergy Huuru) | MW | Capacity/Filings | [30 empty] | 0 | 0 | 0 | 0 | 0 | 0 | 0
Minnesota (RMA roles, likely colo live) | MW | Capacity/Filings | [30 empty] | 0 | 0 | 0 | 0 | 0 | 0 | 0
Oklahoma (7 DC roles, live-looking) | MW | Capacity/Filings | [30 empty] | 0 | 0 | 0 | 0 | 0 | 0 | 0
France 2nd colo (unnamed; possibly eu-west2) | MW | Capacity/Filings | [30 empty] | 0 | 0 | 0 | 0 | 0 | 0 | 0
AIB CLT1 (South Carolina) | MW | Capacity/Filings | [30 empty] | 0 | 0 | 0 | 0 | 0 | 0 | 0
Newport UK (Vantage CWL1) | MW | Capacity/Filings | [30 empty] | 0 | 0 | 0 | 0 | 0 | 0 | 0
Other unidentified (colo not yet visible) | MW | Capacity/Filings | [30 empty] | 0 | 0 | 0 | 0 | 0 | 0 | 0
Portfolio total (IT basis) | MW | Capacity/Filings | Est. interpolation of guidance; pre-Q4'25 revenue-proportional (Hist tab) | IT | 8.5 | 10.8 | 24 | 26.3 | 38 | 78.5 | 109.1 | 170 | 291.7 | 413.3 | 650 | 900 | 1125 | 1350 | 1575 | 1800 | 2050 | 2300 | 2550 | 2800 | 3050 | 3300 | 3550 | 3800 | 4050 | 4300 | 4550 | 4800 | 26.3 | 170 | 900 | 1800 | 2800 | 3800 | 4800
Other / unallocated (IT MW) | MW | Modeling | calc: MAX(0, portfolio (IT) - named sites (IT)) |  | 8.5 | 10.8 | 24 | 26.3 | 38 | 78.5 | 109.1 | 170 | 291.7 | 413.3 | 650 | 900 | 1125 | 1350 | 1575 | 1800 | 2050 | 2300 | 2550 | 2800 | 3050 | 3300 | 3550 | 3800 | 4050 | 4300 | 4550 | 4800 | 26.3 | 170 | 900 | 1800 | 2800 | 3800 | 4800
TOTAL IT MW - Guided | MW | Modeling | every site normalized to IT basis via PUE |  | 8.5 | 10.8 | 24 | 26.3 | 38 | 78.5 | 109.1 | 170 | 291.7 | 413.3 | 650 | 900 | 1125 | 1350 | 1575 | 1800 | 2050 | 2300 | 2550 | 2800 | 3050 | 3300 | 3550 | 3800 | 4050 | 4300 | 4550 | 4800 | 26.3 | 170 | 900 | 1800 | 2800 | 3800 | 4800
of which owned IT MW - Guided | MW | Modeling |  |  | 2.55 | 3.24 | 7.2 | 7.89 | 11.4 | 23.55 | 32.73 | 51 | 87.51 | 123.99 | 195 | 270 | 562.5 | 675 | 787.5 | 900 | 1332.5 | 1495 | 1657.5 | 1820 | 2135 | 2310 | 2485 | 2660 | 3037.5 | 3225 | 3412.5 | 3600 | 7.89 | 51 | 270 | 900 | 1820 | 2660 | 3600
Capacity file 'GPUs deployed' (copied values, by generation) and named-site energized base in IT MW (fleet scaling base)
Capacity file v1 GPUs deployed - Hopper | GPUs | Capacity | nebius_capacity_v1.xlsx 'GPUs deployed' (Estimated) |  | 13713 | 13713 | 13713 | 16456 | 21941 | 24684 | 24684 | 24684 | 24684 | 24684 | 24684 | 24684 | 24684 | 24684 | 24684 | 24684 | 24684 | 24684 | 24684 | 24684 | 24684 | 24684 | 24684 | 24684 | 24684 | 24684 | 24684 | 24684 | 16456 | 24684 | 24684 | 24684 | 24684 | 24684 | 24684
Capacity file v2 GPUs deployed - Hopper | GPUs | Capacity | nebius_capacity.xlsx (v2) 'GPUs deployed' (Estimated) |  | 13713 | 13713 | 13713 | 16456 | 27426 | 27426 | 27426 | 27426 | 27426 | 27426 | 27426 | 27426 | 27426 | 27426 | 27426 | 27426 | 27426 | 27426 | 27426 | 27426 | 27426 | 27426 | 27426 | 27426 | 27426 | 27426 | 27426 | 27426 | 16456 | 27426 | 27426 | 27426 | 27426 | 27426 | 27426
Capacity file GPUs deployed - Hopper (selected CapV) | GPUs | Modeling |  |  | 13713 | 13713 | 13713 | 16456 | 27426 | 27426 | 27426 | 27426 | 27426 | 27426 | 27426 | 27426 | 27426 | 27426 | 27426 | 27426 | 27426 | 27426 | 27426 | 27426 | 27426 | 27426 | 27426 | 27426 | 27426 | 27426 | 27426 | 27426 | 16456 | 27426 | 27426 | 27426 | 27426 | 27426 | 27426
Capacity file v1 GPUs deployed - Blackwell | GPUs | Capacity | nebius_capacity_v1.xlsx 'GPUs deployed' (Estimated) |  | 0 | 0 | 0 | 0 | 0 | 0 | 7072 | 44327 | 54995 | 55732 | 71888 | 112655 | 167529 | 219513 | 244725 | 290387 | 290387 | 290387 | 290387 | 314945 | 314945 | 314945 | 314945 | 314945 | 314945 | 314945 | 314945 | 314945 | 0 | 44327 | 112655 | 290387 | 314945 | 314945 | 314945
Capacity file v2 GPUs deployed - Blackwell | GPUs | Capacity | nebius_capacity.xlsx (v2) 'GPUs deployed' (Estimated) |  | 0 | 0 | 0 | 0 | 0 | 0 | 5116 | 42371 | 56897 | 61727 | 77883 | 116605 | 181915 | 252316 | 295539 | 346521 | 346521 | 346521 | 346521 | 371079 | 371079 | 371079 | 371079 | 371079 | 371079 | 371079 | 371079 | 371079 | 0 | 42371 | 116605 | 346521 | 371079 | 371079 | 371079
Capacity file GPUs deployed - Blackwell (selected CapV) | GPUs | Modeling |  |  | 0 | 0 | 0 | 0 | 0 | 0 | 5116 | 42371 | 56897 | 61727 | 77883 | 116605 | 181915 | 252316 | 295539 | 346521 | 346521 | 346521 | 346521 | 371079 | 371079 | 371079 | 371079 | 371079 | 371079 | 371079 | 371079 | 371079 | 0 | 42371 | 116605 | 346521 | 371079 | 371079 | 371079
Capacity file v1 GPUs deployed - Next-gen | GPUs | Capacity | nebius_capacity_v1.xlsx 'GPUs deployed' (Estimated) |  | 0 | 0 | 0 | 0 | 0 | 0 | 0 | 0 | 0 | 0 | 0 | 0 | 3338 | 11348 | 40045 | 97446 | 128146 | 180210 | 184210 | 277660 | 277660 | 389800 | 389800 | 545995 | 545995 | 545995 | 545995 | 699520 | 0 | 0 | 0 | 97446 | 277660 | 545995 | 699520
Capacity file v2 GPUs deployed - Next-gen | GPUs | Capacity | nebius_capacity.xlsx (v2) 'GPUs deployed' (Estimated) |  | 0 | 0 | 0 | 0 | 0 | 0 | 0 | 0 | 0 | 0 | 0 | 0 | 3338 | 11348 | 40045 | 97446 | 128146 | 180210 | 184210 | 277660 | 277660 | 389800 | 389800 | 545995 | 545995 | 545995 | 545995 | 699520 | 0 | 0 | 0 | 97446 | 277660 | 545995 | 699520
Capacity file GPUs deployed - Next-gen (selected CapV) | GPUs | Modeling |  |  | 0 | 0 | 0 | 0 | 0 | 0 | 0 | 0 | 0 | 0 | 0 | 0 | 3338 | 11348 | 40045 | 97446 | 128146 | 180210 | 184210 | 277660 | 277660 | 389800 | 389800 | 545995 | 545995 | 545995 | 545995 | 699520 | 0 | 0 | 0 | 97446 | 277660 | 545995 | 699520
GPU history anchor gap: GPU_Q125 actual (~30,000 at 3/31/25, 20-F) - Capacity file total at Q1'25 (carried as Hopper-era fleet from Q1'25 when GPUAnchorOn) | GPUs | Filings/Capacity | Kansas City likely live Q1'25 at 5-15 MW (Capacity, Estimated) |  | 2024-03-31: 2574
Named-site energized BASE, IT MW (PUE-normalized; CapV 2 adds MN/OK which carry v2 file GPUs) | MW | Capacity | Denominator for GPU-fleet scaling |  | 22.7275 | 22.7275 | 22.7275 | 27.7275 | 47.7275 | 47.7275 | 59.0913 | 138.326 | 170.9897 | 182.4897 | 216.9897 | 301.7195 | 453.7923 | 629.5368 | 812.6073 | 1081.9108 | 1172.9923 | 1326.4518 | 1338.9518 | 1652.7273 | 1652.7273 | 1963.8213 | 1963.8213 | 2409.3763 | 2409.3763 | 2409.3763 | 2409.3763 | 2841.0793 | 27.7275 | 138.326 | 301.7195 | 1081.9108 | 1652.7273 | 2409.3763 | 2841.0793
Revenue-driving MW (selector, delay, haircut)
Capacity proposed path (mw_path_proposed.csv, Capacity, Estimated) - MWSel 4 scenario, not base until Capacity's Tuesday file
Proposed path delta vs model energized - low (active MW; held at Q4'27 delta after) | MW | Capacity | csv: path - model_low (Oklahoma, Minnesota, Newport/UK, CLT1 timing, Masmiyya/Beit Shemesh slips); Vineland IT-basis restatement excluded (no MW, no capex) |  | 0 | 0 | 0 | 0 | 0 | 0 | 0 | 0 | 0 | 0 | 10 | -37.8 | 4 | 35 | 81 | 135 | 135 | 135 | 135 | 135 | 135 | 135 | 135 | 135 | 135 | 135 | 135 | 135 | 0 | 0 | -37.8 | 135 | 135 | 135 | 135
Proposed path delta vs model energized - base (active MW; held at Q4'27 delta after) | MW | Capacity | csv: path - model_base (Oklahoma, Minnesota, Newport/UK, CLT1 timing, Masmiyya/Beit Shemesh slips); Vineland IT-basis restatement excluded (no MW, no capex) |  | 0 | 0 | 0 | 0 | 0 | 0 | 0 | 0 | 0 | 0 | 20 | 15 | 40.5 | 90.5 | 148 | 153 | 153 | 153 | 153 | 153 | 153 | 153 | 153 | 153 | 153 | 153 | 153 | 153 | 0 | 0 | 15 | 153 | 153 | 153 | 153
Proposed path delta vs model energized - high (active MW; held at Q4'27 delta after) | MW | Capacity | csv: path - model_high (Oklahoma, Minnesota, Newport/UK, CLT1 timing, Masmiyya/Beit Shemesh slips); Vineland IT-basis restatement excluded (no MW, no capex) |  | 0 | 0 | 0 | 0 | 0 | 0 | 0 | 0 | 0 | 0 | 45 | 80 | 145 | 178 | 208 | 208 | 208 | 208 | 208 | 208 | 208 | 208 | 208 | 208 | 208 | 208 | 208 | 208 | 0 | 0 | 80 | 208 | 208 | 208 | 208
Proposed path delta - live scenario (leased colo; owned MW unchanged) | MW | Modeling | CHOOSE(Scen, high, base, low) |  | 0 | 0 | 0 | 0 | 0 | 0 | 0 | 0 | 0 | 0 | 20 | 15 | 40.5 | 90.5 | 148 | 153 | 153 | 153 | 153 | 153 | 153 | 153 | 153 | 153 | 153 | 153 | 153 | 153 | 0 | 0 | 15 | 153 | 153 | 153 | 153
Selected block - IT MW (raw) | MW | Modeling | CHOOSE(MWSel, contracted, energized, guided, energized + proposed-path delta) |  | 22.7275 | 22.7275 | 22.7275 | 27.7275 | 47.7275 | 47.7275 | 59.0913 | 138.326 | 170.9897 | 182.4897 | 216.9897 | 301.7195 | 453.7923 | 629.5368 | 812.6073 | 1081.9108 | 1172.9923 | 1326.4518 | 1338.9518 | 1652.7273 | 1652.7273 | 1963.8213 | 1963.8213 | 2409.3763 | 2409.3763 | 2409.3763 | 2409.3763 | 2841.0793 | 27.7275 | 138.326 | 301.7195 | 1081.9108 | 1652.7273 | 2409.3763 | 2841.0793
Selected block - owned IT MW (raw) | MW | Modeling |  |  | 22.7275 | 22.7275 | 22.7275 | 22.7275 | 22.7275 | 22.7275 | 34.0913 | 56.8188 | 68.1825 | 68.1825 | 68.1825 | 68.1825 | 77.4412 | 101.918 | 172.6885 | 325.34 | 403.9215 | 557.381 | 557.381 | 825.0045 | 825.0045 | 1136.0985 | 1136.0985 | 1581.6535 | 1581.6535 | 1581.6535 | 1581.6535 | 2013.3565 | 22.7275 | 56.8188 | 68.1825 | 325.34 | 825.0045 | 1581.6535 | 2013.3565
AIB CLT1 energized IT MW (live scenario; Capacity file; Reported 8-K Sep 30 2026: 50 MW, 2 x 25 MW halls ~Aug & Dec 2027) | MW | Capacity | YE27 0 / 25 / 50 bear/base/bull |  | 0 | 0 | 0 | 0 | 0 | 0 | 0 | 0 | 0 | 0 | 0 | 0 | 0 | 0 | 12.5 | 25 | 37.5 | 37.5 | 50 | 50 | 50 | 50 | 50 | 50 | 50 | 50 | 50 | 50 | 0 | 0 | 0 | 25 | 50 | 50 | 50
MW basis uplift: company-implied Q2'26 MW - Capacity named-site base (HistMWBasis 2/3) | MW | Filings/Capacity |  |  | 2024-03-31: 7.5103
ACTIVE IT MW - build plan (before stop-building switch) | MW | Modeling | History = selected block (default energized base); forecast shifted by EnLag (energized) or BillLag (connected guide) + MW_Delay, x MW_Haircut |  | 22.7275 | 22.7275 | 22.7275 | 27.7275 | 47.7275 | 47.7275 | 59.0913 | 138.326 | 170.9897 | 182.4897 | 182.4897 | 216.9897 | 301.7195 | 453.7923 | 629.5368 | 812.6073 | 1081.9108 | 1172.9923 | 1326.4518 | 1338.9518 | 1652.7273 | 1652.7273 | 1963.8213 | 1963.8213 | 2409.3763 | 2409.3763 | 2409.3763 | 2409.3763 | 27.7275 | 138.326 | 216.9897 | 812.6073 | 1338.9518 | 1963.8213 | 2409.3763
ACTIVE IT MW driving revenue (StopBuild: contract + post-term MW + non-contract MW frozen at StopIdx) | MW | Modeling | v0.8 |  | 22.7275 | 22.7275 | 22.7275 | 27.7275 | 47.7275 | 47.7275 | 59.0913 | 138.326 | 170.9897 | 182.4897 | 182.4897 | 216.9897 | 301.7195 | 453.7923 | 629.5368 | 812.6073 | 1081.9108 | 1172.9923 | 1326.4518 | 1338.9518 | 1652.7273 | 1652.7273 | 1963.8213 | 1963.8213 | 2409.3763 | 2409.3763 | 2409.3763 | 2409.3763 | 27.7275 | 138.326 | 216.9897 | 812.6073 | 1338.9518 | 1963.8213 | 2409.3763
Owned share of active IT MW | % | Modeling |  |  | 100% | 100% | 100% | 81.97% | 47.62% | 47.62% | 57.69% | 41.08% | 39.88% | 37.36% | 31.42% | 22.6% | 17.07% | 16.19% | 21.25% | 30.07% | 34.44% | 42.02% | 41.63% | 49.92% | 49.92% | 57.85% | 57.85% | 65.65% | 65.65% | 65.65% | 65.65% | 70.87% | 95.49% | 48.5% | 32.81% | 21.14% | 42% | 57.82% | 66.95%
Active facility MW (IT x PUE) | MW | Modeling |  |  | 28.4094 | 28.4094 | 28.4094 | 34.6594 | 59.6594 | 59.6594 | 73.8641 | 172.9074 | 213.7371 | 228.1121 | 228.1121 | 271.2371 | 377.1494 | 567.2403 | 786.921 | 1015.7591 | 1352.3885 | 1466.2404 | 1658.0648 | 1673.6898 | 2065.9091 | 2065.9091 | 2454.7766 | 2454.7766 | 3011.7204 | 3011.7204 | 3011.7204 | 3011.7204 | 34.6594 | 172.9074 | 271.2371 | 1015.7591 | 1673.6898 | 2454.7766 | 3011.7204
Contracted IT MW (for EV/MW) | MW | Modeling |  |  | 0 | 0 | 5 | 123.1825 | 423.1825 | 443.4897 | 665.6997 | 1600 | 2200 | 3102.7433 | 3400 | 4000 | 4000 | 4000 | 4000 | 4000 | 4000 | 4000 | 4000 | 4000 | 4000 | 4000 | 4000 | 4000 | 4000 | 4000 | 4000 | 4000 | 123.1825 | 1600 | 4000 | 4000 | 4000 | 4000 | 4000
Count of Red-graded sites | # | Modeling |  |  | 2024-03-31: 5

## Pricing
Pricing
Chip-level list prices (on-demand / reserved / spot) and quarterly price paths by generation. Hyperscaler take-or-pay is priced separately per $/MW-yr on Contracts.
Line item | Unit | Owner | Tag / source / method | Open | Q1'24 | Q2'24 | Q3'24 | Q4'24 | Q1'25 | Q2'25 | Q3'25 | Q4'25 | Q1'26 | Q2'26 | Q3'26 | Q4'26 | Q1'27 | Q2'27 | Q3'27 | Q4'27 | Q1'28 | Q2'28 | Q3'28 | Q4'28 | Q1'29 | Q2'29 | Q3'29 | Q4'29 | Q1'30 | Q2'30 | Q3'30 | Q4'30 | FY2024 | FY2025 | FY2026 | FY2027 | FY2028 | FY2029 | FY2030
Period end |  |  |  |  | 2024-03-31 | 2024-06-30 | 2024-09-30 | 2024-12-31 | 2025-03-31 | 2025-06-30 | 2025-09-30 | 2025-12-31 | 2026-03-31 | 2026-06-30 | 2026-09-30 | 2026-12-31 | 2027-03-31 | 2027-06-30 | 2027-09-30 | 2027-12-31 | 2028-03-31 | 2028-06-30 | 2028-09-30 | 2028-12-31 | 2029-03-31 | 2029-06-30 | 2029-09-30 | 2029-12-31 | 2030-03-31 | 2030-06-30 | 2030-09-30 | 2030-12-31
Index |  |  |  | 0 | 1 | 2 | 3 | 4 | 5 | 6 | 7 | 8 | 9 | 10 | 11 | 12 | 13 | 14 | 15 | 16 | 17 | 18 | 19 | 20 | 21 | 22 | 23 | 24 | 25 | 26 | 27 | 28
A = actual / F = forecast | bar: 2024-03-31 to 2030-12-31
Fiscal year |  |  |  |  | 2024 | 2024 | 2024 | 2024 | 2025 | 2025 | 2025 | 2025 | 2026 | 2026 | 2026 | 2026 | 2027 | 2027 | 2027 | 2027 | 2028 | 2028 | 2028 | 2028 | 2029 | 2029 | 2029 | 2029 | 2030 | 2030 | 2030 | 2030 | 2024 | 2025 | 2026 | 2027 | 2028 | 2029 | 2030
Chip price table ($/GPU-hr) - nebius.com/prices snapshot Oct 4 2026
Chip | Gen | On-demand prior | On-demand eff. Oct-1-26 | Spot floor ('from') | 2024-03-31: Reserved floor; 2024-06-30: Within-gen weight; 2024-09-30: Tag; 2024-12-31: Source / method; 2025-03-31: OD Q2'26 avg
H100 | H | 3.85 | 4.5 | 0.79 | 2024-03-31: 2.925; 2024-06-30: 50%; 2024-09-30: Reported; 2024-12-31: nebius.com/prices (Oct 4 2026 snapshot; market/data/price_snapshot_2026-10-04.csv); 2025-03-31: 3.25
H200 | H | 4.5 | 5.4 | 0.79 | 2024-03-31: 3.51; 2024-06-30: 50%; 2024-09-30: Reported; 2024-12-31: nebius.com/prices; 2025-03-31: 4.5
B200 | B | 7.15 | 8.5 | 0.99 | 2024-03-31: 5.525; 2024-06-30: 25%; 2024-09-30: Reported; 2024-12-31: nebius.com/prices; 2025-03-31: 7.15
B300 | B | 7.85 | 9.5 | 0.99 | 2024-03-31: 6.175; 2024-06-30: 25%; 2024-09-30: Reported; 2024-12-31: nebius.com/prices; 2025-03-31: 7.85
GB200 NVL72 | B | 9.577 | 11.59 | 0.99 | 2024-03-31: 7.5335; 2024-06-30: 25%; 2024-09-30: Not disclosed; 2024-12-31: 'Contact us' -> est = B300 x GB_Prem (CoreWeave GB200/B200 ratio); 2025-03-31: 9.577
GB300 NVL72 | B | 9.577 | 11.59 | 0.99 | 2024-03-31: 7.5335; 2024-06-30: 25%; 2024-09-30: Not disclosed; 2024-12-31: 'Contact us' -> est = B300 x GB_Prem; 2025-03-31: 9.577
Vera Rubin | N | 14.8784 | 18.0057 | 0.99 | 2024-03-31: 11.7037; 2024-06-30: 100%; 2024-09-30: Not disclosed; 2024-12-31: No list price -> est = B300 x Rubin_Prem (placeholder); 2025-03-31: 14.8784
Generation blend | Gen | OD prior | OD current | Spot | 2024-03-31: Reserved
Hopper | H | 4.175 | 4.95 | 0.79 | 2024-03-31: 3.2175; 2025-03-31: 3.875
Blackwell | B | 8.5385 | 10.295 | 0.99 | 2024-03-31: 6.6917; 2025-03-31: 8.5385
Next-gen | N | 14.8784 | 18.0057 | 0.99 | 2024-03-31: 11.7037; 2025-03-31: 14.8784
Quarterly list-price paths by generation ($/GPU-hr); prior column before PxBaseIdx, Oct-1-26 column after; forecast x PxMult x (1+annual change)^(quarters/4)
On-demand - Hopper | $/GPU-hr | GPU Market |  |  | 3.875 | 3.875 | 3.875 | 3.875 | 3.875 | 3.875 | 3.875 | 3.875 | 3.875 | 3.875 | 4.175 | 4.95 | 4.7529 | 4.5637 | 4.382 | 4.2075 | 4.04 | 3.8791 | 3.7247 | 3.5764 | 3.434 | 3.2973 | 3.166 | 3.0399 | 2.9189 | 2.8027 | 2.6911 | 2.5839 | 3.875 | 3.875 | 4.2188 | 4.4765 | 3.805 | 3.2343 | 2.7491
Reserved/commit - Hopper | $/GPU-hr | GPU Market | RepriceOn: legacy 6/30 book at Q2 rate, renewing RenewRate/qtr at min(+RenewUp, current list) x RealRes; GPUs added after 6/30 at current list x RealRes. Off: lagged list |  | 2.79 | 2.79 | 2.79 | 2.79 | 2.79 | 2.79 | 2.79 | 2.79 | 2.79 | 2.79 | 2.817 | 2.9835 | 3.027 | 3.0379 | 3.0181 | 2.9695 | 2.8939 | 2.793 | 2.6818 | 2.575 | 2.4725 | 2.374 | 2.2795 | 2.1887 | 2.1016 | 2.0179 | 1.9376 | 1.8604 | 2.79 | 2.79 | 2.8451 | 3.0132 | 2.7359 | 2.3287 | 1.9794
Spot - Hopper | $/GPU-hr | GPU Market | Floor price; dynamic |  | 0.79 | 0.79 | 0.79 | 0.79 | 0.79 | 0.79 | 0.79 | 0.79 | 0.79 | 0.79 | 0.79 | 0.79 | 0.75855 | 0.72834 | 0.69934 | 0.6715 | 0.64476 | 0.61909 | 0.59444 | 0.57078 | 0.54805 | 0.52623 | 0.50528 | 0.48516 | 0.46584 | 0.44729 | 0.42949 | 0.41238 | 0.79 | 0.79 | 0.79 | 0.71443 | 0.60727 | 0.51618 | 0.43875
On-demand - Blackwell | $/GPU-hr | GPU Market |  |  | 8.5385 | 8.5385 | 8.5385 | 8.5385 | 8.5385 | 8.5385 | 8.5385 | 8.5385 | 8.5385 | 8.5385 | 8.5385 | 10.295 | 9.7288 | 9.1625 | 8.5963 | 8.0301 | 8.0301 | 7.9068 | 7.7855 | 7.666 | 7.5483 | 7.4324 | 7.3183 | 7.206 | 7.0954 | 6.9865 | 6.8792 | 6.7736 | 8.5385 | 8.5385 | 8.9776 | 8.8794 | 7.8471 | 7.3763 | 6.9337
Reserved/commit - Blackwell | $/GPU-hr | GPU Market | RepriceOn: legacy 6/30 book at Q2 rate, renewing RenewRate/qtr at min(+RenewUp, current list) x RealRes; GPUs added after 6/30 at current list x RealRes. Off: lagged list |  | 6.1477 | 6.1477 | 6.1477 | 6.1477 | 6.1477 | 6.1477 | 6.1477 | 6.1477 | 6.1477 | 6.1477 | 6.1477 | 6.5283 | 6.7358 | 6.5426 | 6.187 | 5.7922 | 5.7861 | 5.6929 | 5.6055 | 5.5195 | 5.4348 | 5.3513 | 5.2692 | 5.1883 | 5.1087 | 5.0303 | 4.9531 | 4.877 | 6.1477 | 6.1477 | 6.2429 | 6.3144 | 5.651 | 5.3109 | 4.9923
Spot - Blackwell | $/GPU-hr | GPU Market | Floor price; dynamic |  | 0.99 | 0.99 | 0.99 | 0.99 | 0.99 | 0.99 | 0.99 | 0.99 | 0.99 | 0.99 | 0.99 | 0.99 | 0.99 | 0.99 | 0.99 | 0.99 | 0.99 | 0.9748 | 0.95984 | 0.94511 | 0.9306 | 0.91632 | 0.90225 | 0.8884 | 0.87476 | 0.86134 | 0.84812 | 0.8351 | 0.99 | 0.99 | 0.99 | 0.99 | 0.96744 | 0.90939 | 0.85483
On-demand - Next-gen | $/GPU-hr | GPU Market |  |  | 14.8784 | 14.8784 | 14.8784 | 14.8784 | 14.8784 | 14.8784 | 14.8784 | 14.8784 | 14.8784 | 14.8784 | 14.8784 | 18.0057 | 18.0057 | 18.0057 | 18.0057 | 18.0057 | 18.0057 | 17.7293 | 17.4572 | 17.1892 | 16.9254 | 16.6656 | 16.4097 | 16.1579 | 15.9098 | 15.6656 | 15.4252 | 15.1884 | 14.8784 | 14.8784 | 15.6602 | 18.0057 | 17.5953 | 16.5396 | 15.5472
Reserved/commit - Next-gen | $/GPU-hr | GPU Market | RepriceOn: legacy 6/30 book at Q2 rate, renewing RenewRate/qtr at min(+RenewUp, current list) x RealRes; GPUs added after 6/30 at current list x RealRes. Off: lagged list |  | 10.7124 | 10.7124 | 10.7124 | 10.7124 | 10.7124 | 10.7124 | 10.7124 | 10.7124 | 10.7124 | 10.7124 | 10.7124 | 12.9641 | 12.9641 | 12.9641 | 12.9641 | 12.9641 | 12.9641 | 12.7651 | 12.5692 | 12.3762 | 12.1863 | 11.9992 | 11.815 | 11.6337 | 11.4551 | 11.2792 | 11.1061 | 10.9356 | 10.7124 | 10.7124 | 11.2754 | 12.9641 | 12.6687 | 11.9085 | 11.194
Spot - Next-gen | $/GPU-hr | GPU Market | Floor price; dynamic |  | 0.99 | 0.99 | 0.99 | 0.99 | 0.99 | 0.99 | 0.99 | 0.99 | 0.99 | 0.99 | 0.99 | 0.99 | 0.99 | 0.99 | 0.99 | 0.99 | 0.99 | 0.9748 | 0.95984 | 0.94511 | 0.9306 | 0.91632 | 0.90225 | 0.8884 | 0.87476 | 0.86134 | 0.84812 | 0.8351 | 0.99 | 0.99 | 0.99 | 0.99 | 0.96744 | 0.90939 | 0.85483
Revenue per IT MW-yr at current (Oct-1-26) list, by generation - new-deal check vs IREN >$20M/IT MW-yr (3-yr GB300-class, ~$4.65/GPU-hr; company-reported, IT basis). Nebius '>$20M' basis-unknown; Q3 '>$40M' short-term deals excluded
| GB200 NVL72 | GB300 NVL72 | Vera Rubin | Rubin / GB300
GPUs per IT MW | 500 | 500 | 320 | 0.64
On-demand list $/GPU-hr (Oct-1-26; Rubin = GB300 x Rubin_Prem) | 11.59 | 11.59 | 18.0057 | 1.5536
Contract rate $/GPU-hr = list x RealRes (live scenario) | 8.3448 | 8.3448 | 12.9641 | 1.5536
Gross revenue per IT MW-yr at contract rate x Util_Res ($M) | 27.4243 | 27.4243 | 27.2673 | 0.99427
Net of facility cost - LEASED (less CLT1Rent $2.2M/IT MW-yr), before power | 25.2243 | 25.2243 | 25.0673 | 0.99378
Net of facility cost - OWNED (less owned-site O&M OM_MW), before power | 26.6743 | 26.6743 | 26.5173 | 0.99411
Benchmark IREN $20M/IT MW-yr gross ¦ leased net (less $2.2M rent) ¦ owned net (less OM_MW) | 20 | 17.8 | 19.25
Rubin $/GPU-hr premium vs GB300 needed to hold revenue/IT MW (= GPUs/MW GB300 / Rubin) vs model Rubin_Prem | 1.5625 | 1.5536
NEW-DEAL economics (Q2'26 letter), $M/IT MW-yr at NewDealIdx vintage: B multi-year ¦ C short-term ¦ D blended (1-STShare, STShare) ¦ E blended net leased ¦ F blended net owned | 16 | 29.835 | 16.6917 | 14.4917 | 2024-03-31: 15.9418
Multi-year tranche net of facility cost vs IREN: B gross ¦ C net leased (vs 17.8) ¦ D net owned (vs 20 - OM_MW) | 16 | 13.8 | 15.25

## Contracts
Contracts
Book (a): hyperscaler / investment-grade take-or-pay contracts, tranche by tranche. Fixed $/MW-yr (insensitive to list price), cancellation toggle + probability, late-delivery LDs, post-term merchant residual stream.
Line item | Unit | Owner | Tag / source / method | Open | Q1'24 | Q2'24 | Q3'24 | Q4'24 | Q1'25 | Q2'25 | Q3'25 | Q4'25 | Q1'26 | Q2'26 | Q3'26 | Q4'26 | Q1'27 | Q2'27 | Q3'27 | Q4'27 | Q1'28 | Q2'28 | Q3'28 | Q4'28 | Q1'29 | Q2'29 | Q3'29 | Q4'29 | Q1'30 | Q2'30 | Q3'30 | Q4'30 | FY2024 | FY2025 | FY2026 | FY2027 | FY2028 | FY2029 | FY2030
Period end |  |  |  |  | 2024-03-31 | 2024-06-30 | 2024-09-30 | 2024-12-31 | 2025-03-31 | 2025-06-30 | 2025-09-30 | 2025-12-31 | 2026-03-31 | 2026-06-30 | 2026-09-30 | 2026-12-31 | 2027-03-31 | 2027-06-30 | 2027-09-30 | 2027-12-31 | 2028-03-31 | 2028-06-30 | 2028-09-30 | 2028-12-31 | 2029-03-31 | 2029-06-30 | 2029-09-30 | 2029-12-31 | 2030-03-31 | 2030-06-30 | 2030-09-30 | 2030-12-31
Index |  |  |  | 0 | 1 | 2 | 3 | 4 | 5 | 6 | 7 | 8 | 9 | 10 | 11 | 12 | 13 | 14 | 15 | 16 | 17 | 18 | 19 | 20 | 21 | 22 | 23 | 24 | 25 | 26 | 27 | 28
A = actual / F = forecast | bar: 2024-03-31 to 2030-12-31
Fiscal year |  |  |  |  | 2024 | 2024 | 2024 | 2024 | 2025 | 2025 | 2025 | 2025 | 2026 | 2026 | 2026 | 2026 | 2027 | 2027 | 2027 | 2027 | 2028 | 2028 | 2028 | 2028 | 2029 | 2029 | 2029 | 2029 | 2030 | 2030 | 2030 | 2030 | 2024 | 2025 | 2026 | 2027 | 2028 | 2029 | 2030
Tranche table (Capacity owns delivery quarters; Skeptic owns cancellation / LD; Filings owns TCV)
Tranche | Customer | Gen | IT MW | ACV $M/MW-yr | 2024-03-31: Term (qtrs); 2024-06-30: Sched. qtr idx; 2024-09-30: Billing start idx (live); 2024-12-31: Cancelled (0/1); 2025-03-31: Cancel prob.; 2025-06-30: Implied TCV $M; 2025-09-30: $/GPU-hr equiv.; 2025-12-31: TCV basis $M; 2026-03-31: Tag; 2026-06-30: Owner; 2026-09-30: Source / method; 2026-12-31: Start - Bull; 2027-03-31: Start - Base; 2027-06-30: Start - Bear; 2027-09-30: Billing ramp (qtrs); 2027-12-31: Start-qtr factor
MSFT T1 | Microsoft | B | 26.6667 | 14.4941 | 2024-03-31: 20; 2024-06-30: 8; 2024-09-30: 8; 2024-12-31: 0; 2025-03-31: 0%; 2025-06-30: 1932.5444; 2025-09-30: 3.3092; 2026-03-31: Reported; 2026-06-30: Filings/Capacity/Skeptic; 2026-09-30: Delivered (T1 Nov-25, T2 Feb-26, T3-T4 Jul-Aug-26) per Capacity tranche track; ~26.7 IT MW each (equal-size ASSUMPTION); ACV derived = TCV/(5 x MW); 2026-12-31: 8; 2027-03-31: 8; 2027-06-30: 8; 2027-09-30: 4; 2027-12-31: 0.5
MSFT T2 | Microsoft | B | 26.6667 | 14.4941 | 2024-03-31: 20; 2024-06-30: 9; 2024-09-30: 9; 2024-12-31: 0; 2025-03-31: 0%; 2025-06-30: 1932.5444; 2025-09-30: 3.3092; 2026-03-31: Reported; 2026-06-30: Filings/Capacity/Skeptic; 2026-09-30: Delivered (T1 Nov-25, T2 Feb-26, T3-T4 Jul-Aug-26) per Capacity tranche track; ~26.7 IT MW each (equal-size ASSUMPTION); ACV derived = TCV/(5 x MW); 2026-12-31: 9; 2027-03-31: 9; 2027-06-30: 9; 2027-09-30: 4; 2027-12-31: 0.5
MSFT T3 | Microsoft | B | 26.6667 | 14.4941 | 2024-03-31: 20; 2024-06-30: 11; 2024-09-30: 11; 2024-12-31: 0; 2025-03-31: 0%; 2025-06-30: 1932.5444; 2025-09-30: 3.3092; 2026-03-31: Reported; 2026-06-30: Filings/Capacity/Skeptic; 2026-09-30: Delivered (T1 Nov-25, T2 Feb-26, T3-T4 Jul-Aug-26) per Capacity tranche track; ~26.7 IT MW each (equal-size ASSUMPTION); ACV derived = TCV/(5 x MW); 2026-12-31: 11; 2027-03-31: 11; 2027-06-30: 11; 2027-09-30: 4; 2027-12-31: 0.5
MSFT T4 | Microsoft | B | 26.6667 | 14.4941 | 2024-03-31: 20; 2024-06-30: 11; 2024-09-30: 11; 2024-12-31: 0; 2025-03-31: 0%; 2025-06-30: 1932.5444; 2025-09-30: 3.3092; 2026-03-31: Reported; 2026-06-30: Filings/Capacity/Skeptic; 2026-09-30: Delivered (T1 Nov-25, T2 Feb-26, T3-T4 Jul-Aug-26) per Capacity tranche track; ~26.7 IT MW each (equal-size ASSUMPTION); ACV derived = TCV/(5 x MW); 2026-12-31: 11; 2027-03-31: 11; 2027-06-30: 11; 2027-09-30: 4; 2027-12-31: 0.5
MSFT T5 | Microsoft | B | 26.6667 | 14.4941 | 2024-03-31: 20; 2024-06-30: 14; 2024-09-30: 14; 2024-12-31: 0; 2025-03-31: 0%; 2025-06-30: 1932.5444; 2025-09-30: 3.3092; 2026-03-31: Estimated; 2026-06-30: Filings/Capacity/Skeptic; 2026-09-30: Not delivered; needs Bloom fuel cells; billing bull/base/bear per Capacity tranche track; no Q4'26 billing; ~26.7 IT MW each (equal-size ASSUMPTION); ACV derived = TCV/(5 x MW); 2026-12-31: 13; 2027-03-31: 14; 2027-06-30: 15; 2027-09-30: 1; 2027-12-31: 1
MSFT T6 | Microsoft | B | 26.6667 | 14.4941 | 2024-03-31: 20; 2024-06-30: 14; 2024-09-30: 14; 2024-12-31: 0; 2025-03-31: 0%; 2025-06-30: 1932.5444; 2025-09-30: 3.3092; 2026-03-31: Estimated; 2026-06-30: Filings/Capacity/Skeptic; 2026-09-30: Not delivered; needs Bloom fuel cells; billing bull/base/bear per Capacity tranche track; no Q4'26 billing; ~26.7 IT MW each (equal-size ASSUMPTION); ACV derived = TCV/(5 x MW); 2026-12-31: 13; 2027-03-31: 14; 2027-06-30: 15; 2027-09-30: 1; 2027-12-31: 1
MSFT T7 | Microsoft | B | 26.6667 | 14.4941 | 2024-03-31: 20; 2024-06-30: 15; 2024-09-30: 15; 2024-12-31: 0; 2025-03-31: 0%; 2025-06-30: 1932.5444; 2025-09-30: 3.3092; 2026-03-31: Estimated; 2026-06-30: Filings/Capacity/Skeptic; 2026-09-30: Not delivered; needs Bloom fuel cells; billing bull/base/bear per Capacity tranche track; no Q4'26 billing; ~26.7 IT MW each (equal-size ASSUMPTION); ACV derived = TCV/(5 x MW); 2026-12-31: 14; 2027-03-31: 15; 2027-06-30: 16; 2027-09-30: 1; 2027-12-31: 1
MSFT T8 | Microsoft | B | 26.6667 | 14.4941 | 2024-03-31: 20; 2024-06-30: 15; 2024-09-30: 15; 2024-12-31: 0; 2025-03-31: 0%; 2025-06-30: 1932.5444; 2025-09-30: 3.3092; 2026-03-31: Estimated; 2026-06-30: Filings/Capacity/Skeptic; 2026-09-30: Not delivered; needs Bloom fuel cells; billing bull/base/bear per Capacity tranche track; no Q4'26 billing; ~26.7 IT MW each (equal-size ASSUMPTION); ACV derived = TCV/(5 x MW); 2026-12-31: 14; 2027-03-31: 15; 2027-06-30: 16; 2027-09-30: 1; 2027-12-31: 1
MSFT T9 | Microsoft | B | 26.6667 | 14.4941 | 2024-03-31: 20; 2024-06-30: 15; 2024-09-30: 15; 2024-12-31: 0; 2025-03-31: 0%; 2025-06-30: 1932.5444; 2025-09-30: 3.3092; 2026-03-31: Estimated; 2026-06-30: Filings/Capacity/Skeptic; 2026-09-30: Not delivered; needs Bloom fuel cells; billing bull/base/bear per Capacity tranche track; no Q4'26 billing; ~26.7 IT MW each (equal-size ASSUMPTION); ACV derived = TCV/(5 x MW); 2026-12-31: 14; 2027-03-31: 15; 2027-06-30: 17; 2027-09-30: 1; 2027-12-31: 1
MSFT addendum A | Microsoft | B | 0 | 14.4941 | 2024-03-31: 20; 2024-06-30: 12; 2024-09-30: 12; 2024-12-31: 0; 2025-03-31: 0%; 2025-06-30: 0; 2025-09-30: 3.3092; 2026-03-31: Placeholder; 2026-06-30: Filings/Capacity/Skeptic; 2026-09-30: Up to ~$19.4B incl. optional capacity (+$2.0B); Jan-26 addendum +2 tranches (Capacity) - MW placeholder 0; 2026-12-31: 12; 2027-03-31: 12; 2027-06-30: 12; 2027-09-30: 4; 2027-12-31: 0.5
MSFT addendum B | Microsoft | B | 0 | 14.4941 | 2024-03-31: 20; 2024-06-30: 12; 2024-09-30: 12; 2024-12-31: 0; 2025-03-31: 0%; 2025-06-30: 0; 2025-09-30: 3.3092; 2026-03-31: Placeholder; 2026-06-30: Filings/Capacity/Skeptic; 2026-09-30: As above; 2026-12-31: 12; 2027-03-31: 12; 2027-06-30: 12; 2027-09-30: 4; 2027-12-31: 0.5
Meta #1 T1 | Meta | B | 24.0058 | 12 | 2024-03-31: 20; 2024-06-30: 8; 2024-09-30: 8; 2024-12-31: 0; 2025-03-31: 0%; 2025-06-30: 1440.35; 2025-09-30: 2.7397; 2025-12-31: 1440.35; 2026-03-31: Derived; 2026-06-30: Filings/Capacity/Skeptic; 2026-09-30: Nov-1-25 CISA: ~$2,880.7M total, 5-yr, 2 tranches (Dec-25, Feb-26); MW = TCV/(ACV x 5) with ACV = 2026 base $12M; 2026-12-31: 8; 2027-03-31: 8; 2027-06-30: 8; 2027-09-30: 1; 2027-12-31: 0.5
Meta #1 T2 | Meta | B | 24.0058 | 12 | 2024-03-31: 20; 2024-06-30: 9; 2024-09-30: 9; 2024-12-31: 0; 2025-03-31: 0%; 2025-06-30: 1440.35; 2025-09-30: 2.7397; 2025-12-31: 1440.35; 2026-03-31: Derived; 2026-06-30: Filings/Capacity/Skeptic; 2026-09-30: As above; 2026-12-31: 9; 2027-03-31: 9; 2027-06-30: 9; 2027-09-30: 1; 2027-12-31: 0.5
Meta #2 T1 | Meta | N | 53.3333 | 22.5 | 2024-03-31: 20; 2024-06-30: 15; 2024-09-30: 15; 2024-12-31: 0; 2025-03-31: 0%; 2025-06-30: 6000; 2025-09-30: 8.0265; 2025-12-31: 6000; 2026-03-31: Estimated; 2026-06-30: Filings/Capacity/Skeptic; 2026-09-30: Mar-13-26: $12B dedicated Vera Rubin, 5-yr; company 'throughout 1H27'; base start Q3'27, bull 1H27, bear Q4'27+; split 50/50 est.; ACV = $22.5M/MW; 2026-12-31: 13; 2027-03-31: 15; 2027-06-30: 16; 2027-09-30: 1; 2027-12-31: 0.5
Meta #2 T2 | Meta | N | 53.3333 | 22.5 | 2024-03-31: 20; 2024-06-30: 16; 2024-09-30: 16; 2024-12-31: 0; 2025-03-31: 0%; 2025-06-30: 6000; 2025-09-30: 8.0265; 2025-12-31: 6000; 2026-03-31: Estimated; 2026-06-30: Filings/Capacity/Skeptic; 2026-09-30: As above; 2026-12-31: 14; 2027-03-31: 16; 2027-06-30: 18; 2027-09-30: 1; 2027-12-31: 0.5
Meta backstop (contingent) | Meta | N | 0 | 16 | 2024-03-31: 20; 2024-06-30: 14; 2024-09-30: 15; 2024-12-31: 1; 2025-03-31: 0%; 2025-06-30: 0; 2025-09-30: 5.7078; 2025-12-31: 15000; 2026-03-31: Placeholder; 2026-06-30: Filings/Capacity/Skeptic; 2026-09-30: v0.8: Meta backstop toggle (BackstopMW 0/150/190 at BackstopPx; bear $14.5M); off-RPO; Rubin; counts as contracted (ABS-eligible); 2026-12-31: 15; 2027-03-31: 15; 2027-06-30: 15; 2027-09-30: 1; 2027-12-31: 0.5
Future IG contract 1 | TBD | N | 0 | 22.5 | 2024-03-31: 20; 2024-06-30: 16; 2024-09-30: 16; 2024-12-31: 0; 2025-03-31: 0%; 2025-06-30: 0; 2025-09-30: 8.0265; 2026-03-31: Placeholder; 2026-06-30: Filings/Capacity/Skeptic; 2026-09-30: >$40B customer commitments; RPO $37.5B at 6/30/26 - unnamed IG deals, MW placeholder 0; 2026-12-31: 16; 2027-03-31: 16; 2027-06-30: 16; 2027-09-30: 1; 2027-12-31: 0.5
Future IG contract 2 | TBD | N | 0 | 22.5 | 2024-03-31: 20; 2024-06-30: 20; 2024-09-30: 20; 2024-12-31: 0; 2025-03-31: 0%; 2025-06-30: 0; 2025-09-30: 8.0265; 2026-03-31: Placeholder; 2026-06-30: Filings/Capacity/Skeptic; 2026-12-31: 20; 2027-03-31: 20; 2027-06-30: 20; 2027-09-30: 1; 2027-12-31: 0.5
Total implied TCV (excl. cancelled) |  |  |  |  | 2025-06-30: 32273.6
Microsoft implied TCV vs reported (check = 0) |  |  |  |  | 2025-06-30: 0
Quarterly tranche build
MSFT T1 - contract revenue | $M |  |  |  | 0 | 0 | 0 | 0 | 0 | 0 | 0 | 12.0784 | 48.3136 | 72.4704 | 96.6272 | 96.6272 | 96.6272 | 96.6272 | 96.6272 | 96.6272 | 96.6272 | 96.6272 | 96.6272 | 96.6272 | 96.6272 | 96.6272 | 96.6272 | 96.6272 | 96.6272 | 96.6272 | 96.6272 | 48.3136 | 0 | 12.0784 | 314.0385 | 386.5089 | 386.5089 | 386.5089 | 338.1953
MSFT T1 - delivered IT MW | MW |  |  |  | 0 | 0 | 0 | 0 | 0 | 0 | 0 | 26.6667 | 26.6667 | 26.6667 | 26.6667 | 26.6667 | 26.6667 | 26.6667 | 26.6667 | 26.6667 | 26.6667 | 26.6667 | 26.6667 | 26.6667 | 26.6667 | 26.6667 | 26.6667 | 26.6667 | 26.6667 | 26.6667 | 26.6667 | 0 | 0 | 26.6667 | 26.6667 | 26.6667 | 26.6667 | 26.6667 | 0
MSFT T1 - late-delivery LDs (negative) | $M |  |  |  | 0 | 0 | 0 | 0 | 0 | 0 | 0 | 0 | 0 | 0 | 0 | 0 | 0 | 0 | 0 | 0 | 0 | 0 | 0 | 0 | 0 | 0 | 0 | 0 | 0 | 0 | 0 | 0 | 0 | 0 | 0 | 0 | 0 | 0 | 0
MSFT T1 - post-term merchant MW | MW |  |  |  | 0 | 0 | 0 | 0 | 0 | 0 | 0 | 0 | 0 | 0 | 0 | 0 | 0 | 0 | 0 | 0 | 0 | 0 | 0 | 0 | 0 | 0 | 0 | 0 | 0 | 0 | 0 | 26.6667 | 0 | 0 | 0 | 0 | 0 | 0 | 26.6667
MSFT T1 - post-term merchant revenue (residual value) | $M |  | GPUs x launch OD price x decay curve(age) x ResidUtil x hours |  | 0 | 0 | 0 | 0 | 0 | 0 | 0 | 0 | 0 | 0 | 0 | 0 | 0 | 0 | 0 | 0 | 0 | 0 | 0 | 0 | 0 | 0 | 0 | 0 | 0 | 0 | 0 | 108.3528 | 0 | 0 | 0 | 0 | 0 | 0 | 108.3528
MSFT T2 - contract revenue | $M |  |  |  | 0 | 0 | 0 | 0 | 0 | 0 | 0 | 0 | 12.0784 | 48.3136 | 72.4704 | 96.6272 | 96.6272 | 96.6272 | 96.6272 | 96.6272 | 96.6272 | 96.6272 | 96.6272 | 96.6272 | 96.6272 | 96.6272 | 96.6272 | 96.6272 | 96.6272 | 96.6272 | 96.6272 | 96.6272 | 0 | 0 | 229.4897 | 386.5089 | 386.5089 | 386.5089 | 386.5089
MSFT T2 - delivered IT MW | MW |  |  |  | 0 | 0 | 0 | 0 | 0 | 0 | 0 | 0 | 26.6667 | 26.6667 | 26.6667 | 26.6667 | 26.6667 | 26.6667 | 26.6667 | 26.6667 | 26.6667 | 26.6667 | 26.6667 | 26.6667 | 26.6667 | 26.6667 | 26.6667 | 26.6667 | 26.6667 | 26.6667 | 26.6667 | 26.6667 | 0 | 0 | 26.6667 | 26.6667 | 26.6667 | 26.6667 | 26.6667
MSFT T2 - late-delivery LDs (negative) | $M |  |  |  | 0 | 0 | 0 | 0 | 0 | 0 | 0 | 0 | 0 | 0 | 0 | 0 | 0 | 0 | 0 | 0 | 0 | 0 | 0 | 0 | 0 | 0 | 0 | 0 | 0 | 0 | 0 | 0 | 0 | 0 | 0 | 0 | 0 | 0 | 0
MSFT T2 - post-term merchant MW | MW |  |  |  | 0 | 0 | 0 | 0 | 0 | 0 | 0 | 0 | 0 | 0 | 0 | 0 | 0 | 0 | 0 | 0 | 0 | 0 | 0 | 0 | 0 | 0 | 0 | 0 | 0 | 0 | 0 | 0 | 0 | 0 | 0 | 0 | 0 | 0 | 0
MSFT T2 - post-term merchant revenue (residual value) | $M |  | GPUs x launch OD price x decay curve(age) x ResidUtil x hours |  | 0 | 0 | 0 | 0 | 0 | 0 | 0 | 0 | 0 | 0 | 0 | 0 | 0 | 0 | 0 | 0 | 0 | 0 | 0 | 0 | 0 | 0 | 0 | 0 | 0 | 0 | 0 | 0 | 0 | 0 | 0 | 0 | 0 | 0 | 0
MSFT T3 - contract revenue | $M |  |  |  | 0 | 0 | 0 | 0 | 0 | 0 | 0 | 0 | 0 | 0 | 12.0784 | 48.3136 | 72.4704 | 96.6272 | 96.6272 | 96.6272 | 96.6272 | 96.6272 | 96.6272 | 96.6272 | 96.6272 | 96.6272 | 96.6272 | 96.6272 | 96.6272 | 96.6272 | 96.6272 | 96.6272 | 0 | 0 | 60.392 | 362.3521 | 386.5089 | 386.5089 | 386.5089
MSFT T3 - delivered IT MW | MW |  |  |  | 0 | 0 | 0 | 0 | 0 | 0 | 0 | 0 | 0 | 0 | 26.6667 | 26.6667 | 26.6667 | 26.6667 | 26.6667 | 26.6667 | 26.6667 | 26.6667 | 26.6667 | 26.6667 | 26.6667 | 26.6667 | 26.6667 | 26.6667 | 26.6667 | 26.6667 | 26.6667 | 26.6667 | 0 | 0 | 26.6667 | 26.6667 | 26.6667 | 26.6667 | 26.6667
MSFT T3 - late-delivery LDs (negative) | $M |  |  |  | 0 | 0 | 0 | 0 | 0 | 0 | 0 | 0 | 0 | 0 | 0 | 0 | 0 | 0 | 0 | 0 | 0 | 0 | 0 | 0 | 0 | 0 | 0 | 0 | 0 | 0 | 0 | 0 | 0 | 0 | 0 | 0 | 0 | 0 | 0
MSFT T3 - post-term merchant MW | MW |  |  |  | 0 | 0 | 0 | 0 | 0 | 0 | 0 | 0 | 0 | 0 | 0 | 0 | 0 | 0 | 0 | 0 | 0 | 0 | 0 | 0 | 0 | 0 | 0 | 0 | 0 | 0 | 0 | 0 | 0 | 0 | 0 | 0 | 0 | 0 | 0
MSFT T3 - post-term merchant revenue (residual value) | $M |  | GPUs x launch OD price x decay curve(age) x ResidUtil x hours |  | 0 | 0 | 0 | 0 | 0 | 0 | 0 | 0 | 0 | 0 | 0 | 0 | 0 | 0 | 0 | 0 | 0 | 0 | 0 | 0 | 0 | 0 | 0 | 0 | 0 | 0 | 0 | 0 | 0 | 0 | 0 | 0 | 0 | 0 | 0
MSFT T4 - contract revenue | $M |  |  |  | 0 | 0 | 0 | 0 | 0 | 0 | 0 | 0 | 0 | 0 | 12.0784 | 48.3136 | 72.4704 | 96.6272 | 96.6272 | 96.6272 | 96.6272 | 96.6272 | 96.6272 | 96.6272 | 96.6272 | 96.6272 | 96.6272 | 96.6272 | 96.6272 | 96.6272 | 96.6272 | 96.6272 | 0 | 0 | 60.392 | 362.3521 | 386.5089 | 386.5089 | 386.5089
MSFT T4 - delivered IT MW | MW |  |  |  | 0 | 0 | 0 | 0 | 0 | 0 | 0 | 0 | 0 | 0 | 26.6667 | 26.6667 | 26.6667 | 26.6667 | 26.6667 | 26.6667 | 26.6667 | 26.6667 | 26.6667 | 26.6667 | 26.6667 | 26.6667 | 26.6667 | 26.6667 | 26.6667 | 26.6667 | 26.6667 | 26.6667 | 0 | 0 | 26.6667 | 26.6667 | 26.6667 | 26.6667 | 26.6667
MSFT T4 - late-delivery LDs (negative) | $M |  |  |  | 0 | 0 | 0 | 0 | 0 | 0 | 0 | 0 | 0 | 0 | 0 | 0 | 0 | 0 | 0 | 0 | 0 | 0 | 0 | 0 | 0 | 0 | 0 | 0 | 0 | 0 | 0 | 0 | 0 | 0 | 0 | 0 | 0 | 0 | 0
MSFT T4 - post-term merchant MW | MW |  |  |  | 0 | 0 | 0 | 0 | 0 | 0 | 0 | 0 | 0 | 0 | 0 | 0 | 0 | 0 | 0 | 0 | 0 | 0 | 0 | 0 | 0 | 0 | 0 | 0 | 0 | 0 | 0 | 0 | 0 | 0 | 0 | 0 | 0 | 0 | 0
MSFT T4 - post-term merchant revenue (residual value) | $M |  | GPUs x launch OD price x decay curve(age) x ResidUtil x hours |  | 0 | 0 | 0 | 0 | 0 | 0 | 0 | 0 | 0 | 0 | 0 | 0 | 0 | 0 | 0 | 0 | 0 | 0 | 0 | 0 | 0 | 0 | 0 | 0 | 0 | 0 | 0 | 0 | 0 | 0 | 0 | 0 | 0 | 0 | 0
MSFT T5 - contract revenue | $M |  |  |  | 0 | 0 | 0 | 0 | 0 | 0 | 0 | 0 | 0 | 0 | 0 | 0 | 0 | 96.6272 | 96.6272 | 96.6272 | 96.6272 | 96.6272 | 96.6272 | 96.6272 | 96.6272 | 96.6272 | 96.6272 | 96.6272 | 96.6272 | 96.6272 | 96.6272 | 96.6272 | 0 | 0 | 0 | 289.8817 | 386.5089 | 386.5089 | 386.5089
MSFT T5 - delivered IT MW | MW |  |  |  | 0 | 0 | 0 | 0 | 0 | 0 | 0 | 0 | 0 | 0 | 0 | 0 | 0 | 26.6667 | 26.6667 | 26.6667 | 26.6667 | 26.6667 | 26.6667 | 26.6667 | 26.6667 | 26.6667 | 26.6667 | 26.6667 | 26.6667 | 26.6667 | 26.6667 | 26.6667 | 0 | 0 | 0 | 26.6667 | 26.6667 | 26.6667 | 26.6667
MSFT T5 - late-delivery LDs (negative) | $M |  |  |  | 0 | 0 | 0 | 0 | 0 | 0 | 0 | 0 | 0 | 0 | 0 | 0 | 0 | 0 | 0 | 0 | 0 | 0 | 0 | 0 | 0 | 0 | 0 | 0 | 0 | 0 | 0 | 0 | 0 | 0 | 0 | 0 | 0 | 0 | 0
MSFT T5 - post-term merchant MW | MW |  |  |  | 0 | 0 | 0 | 0 | 0 | 0 | 0 | 0 | 0 | 0 | 0 | 0 | 0 | 0 | 0 | 0 | 0 | 0 | 0 | 0 | 0 | 0 | 0 | 0 | 0 | 0 | 0 | 0 | 0 | 0 | 0 | 0 | 0 | 0 | 0
MSFT T5 - post-term merchant revenue (residual value) | $M |  | GPUs x launch OD price x decay curve(age) x ResidUtil x hours |  | 0 | 0 | 0 | 0 | 0 | 0 | 0 | 0 | 0 | 0 | 0 | 0 | 0 | 0 | 0 | 0 | 0 | 0 | 0 | 0 | 0 | 0 | 0 | 0 | 0 | 0 | 0 | 0 | 0 | 0 | 0 | 0 | 0 | 0 | 0
MSFT T6 - contract revenue | $M |  |  |  | 0 | 0 | 0 | 0 | 0 | 0 | 0 | 0 | 0 | 0 | 0 | 0 | 0 | 96.6272 | 96.6272 | 96.6272 | 96.6272 | 96.6272 | 96.6272 | 96.6272 | 96.6272 | 96.6272 | 96.6272 | 96.6272 | 96.6272 | 96.6272 | 96.6272 | 96.6272 | 0 | 0 | 0 | 289.8817 | 386.5089 | 386.5089 | 386.5089
MSFT T6 - delivered IT MW | MW |  |  |  | 0 | 0 | 0 | 0 | 0 | 0 | 0 | 0 | 0 | 0 | 0 | 0 | 0 | 26.6667 | 26.6667 | 26.6667 | 26.6667 | 26.6667 | 26.6667 | 26.6667 | 26.6667 | 26.6667 | 26.6667 | 26.6667 | 26.6667 | 26.6667 | 26.6667 | 26.6667 | 0 | 0 | 0 | 26.6667 | 26.6667 | 26.6667 | 26.6667
MSFT T6 - late-delivery LDs (negative) | $M |  |  |  | 0 | 0 | 0 | 0 | 0 | 0 | 0 | 0 | 0 | 0 | 0 | 0 | 0 | 0 | 0 | 0 | 0 | 0 | 0 | 0 | 0 | 0 | 0 | 0 | 0 | 0 | 0 | 0 | 0 | 0 | 0 | 0 | 0 | 0 | 0
MSFT T6 - post-term merchant MW | MW |  |  |  | 0 | 0 | 0 | 0 | 0 | 0 | 0 | 0 | 0 | 0 | 0 | 0 | 0 | 0 | 0 | 0 | 0 | 0 | 0 | 0 | 0 | 0 | 0 | 0 | 0 | 0 | 0 | 0 | 0 | 0 | 0 | 0 | 0 | 0 | 0
MSFT T6 - post-term merchant revenue (residual value) | $M |  | GPUs x launch OD price x decay curve(age) x ResidUtil x hours |  | 0 | 0 | 0 | 0 | 0 | 0 | 0 | 0 | 0 | 0 | 0 | 0 | 0 | 0 | 0 | 0 | 0 | 0 | 0 | 0 | 0 | 0 | 0 | 0 | 0 | 0 | 0 | 0 | 0 | 0 | 0 | 0 | 0 | 0 | 0
MSFT T7 - contract revenue | $M |  |  |  | 0 | 0 | 0 | 0 | 0 | 0 | 0 | 0 | 0 | 0 | 0 | 0 | 0 | 0 | 96.6272 | 96.6272 | 96.6272 | 96.6272 | 96.6272 | 96.6272 | 96.6272 | 96.6272 | 96.6272 | 96.6272 | 96.6272 | 96.6272 | 96.6272 | 96.6272 | 0 | 0 | 0 | 193.2544 | 386.5089 | 386.5089 | 386.5089
MSFT T7 - delivered IT MW | MW |  |  |  | 0 | 0 | 0 | 0 | 0 | 0 | 0 | 0 | 0 | 0 | 0 | 0 | 0 | 0 | 26.6667 | 26.6667 | 26.6667 | 26.6667 | 26.6667 | 26.6667 | 26.6667 | 26.6667 | 26.6667 | 26.6667 | 26.6667 | 26.6667 | 26.6667 | 26.6667 | 0 | 0 | 0 | 26.6667 | 26.6667 | 26.6667 | 26.6667
MSFT T7 - late-delivery LDs (negative) | $M |  |  |  | 0 | 0 | 0 | 0 | 0 | 0 | 0 | 0 | 0 | 0 | 0 | 0 | 0 | 0 | 0 | 0 | 0 | 0 | 0 | 0 | 0 | 0 | 0 | 0 | 0 | 0 | 0 | 0 | 0 | 0 | 0 | 0 | 0 | 0 | 0
MSFT T7 - post-term merchant MW | MW |  |  |  | 0 | 0 | 0 | 0 | 0 | 0 | 0 | 0 | 0 | 0 | 0 | 0 | 0 | 0 | 0 | 0 | 0 | 0 | 0 | 0 | 0 | 0 | 0 | 0 | 0 | 0 | 0 | 0 | 0 | 0 | 0 | 0 | 0 | 0 | 0
MSFT T7 - post-term merchant revenue (residual value) | $M |  | GPUs x launch OD price x decay curve(age) x ResidUtil x hours |  | 0 | 0 | 0 | 0 | 0 | 0 | 0 | 0 | 0 | 0 | 0 | 0 | 0 | 0 | 0 | 0 | 0 | 0 | 0 | 0 | 0 | 0 | 0 | 0 | 0 | 0 | 0 | 0 | 0 | 0 | 0 | 0 | 0 | 0 | 0
MSFT T8 - contract revenue | $M |  |  |  | 0 | 0 | 0 | 0 | 0 | 0 | 0 | 0 | 0 | 0 | 0 | 0 | 0 | 0 | 96.6272 | 96.6272 | 96.6272 | 96.6272 | 96.6272 | 96.6272 | 96.6272 | 96.6272 | 96.6272 | 96.6272 | 96.6272 | 96.6272 | 96.6272 | 96.6272 | 0 | 0 | 0 | 193.2544 | 386.5089 | 386.5089 | 386.5089
MSFT T8 - delivered IT MW | MW |  |  |  | 0 | 0 | 0 | 0 | 0 | 0 | 0 | 0 | 0 | 0 | 0 | 0 | 0 | 0 | 26.6667 | 26.6667 | 26.6667 | 26.6667 | 26.6667 | 26.6667 | 26.6667 | 26.6667 | 26.6667 | 26.6667 | 26.6667 | 26.6667 | 26.6667 | 26.6667 | 0 | 0 | 0 | 26.6667 | 26.6667 | 26.6667 | 26.6667
MSFT T8 - late-delivery LDs (negative) | $M |  |  |  | 0 | 0 | 0 | 0 | 0 | 0 | 0 | 0 | 0 | 0 | 0 | 0 | 0 | 0 | 0 | 0 | 0 | 0 | 0 | 0 | 0 | 0 | 0 | 0 | 0 | 0 | 0 | 0 | 0 | 0 | 0 | 0 | 0 | 0 | 0
MSFT T8 - post-term merchant MW | MW |  |  |  | 0 | 0 | 0 | 0 | 0 | 0 | 0 | 0 | 0 | 0 | 0 | 0 | 0 | 0 | 0 | 0 | 0 | 0 | 0 | 0 | 0 | 0 | 0 | 0 | 0 | 0 | 0 | 0 | 0 | 0 | 0 | 0 | 0 | 0 | 0
MSFT T8 - post-term merchant revenue (residual value) | $M |  | GPUs x launch OD price x decay curve(age) x ResidUtil x hours |  | 0 | 0 | 0 | 0 | 0 | 0 | 0 | 0 | 0 | 0 | 0 | 0 | 0 | 0 | 0 | 0 | 0 | 0 | 0 | 0 | 0 | 0 | 0 | 0 | 0 | 0 | 0 | 0 | 0 | 0 | 0 | 0 | 0 | 0 | 0
MSFT T9 - contract revenue | $M |  |  |  | 0 | 0 | 0 | 0 | 0 | 0 | 0 | 0 | 0 | 0 | 0 | 0 | 0 | 0 | 96.6272 | 96.6272 | 96.6272 | 96.6272 | 96.6272 | 96.6272 | 96.6272 | 96.6272 | 96.6272 | 96.6272 | 96.6272 | 96.6272 | 96.6272 | 96.6272 | 0 | 0 | 0 | 193.2544 | 386.5089 | 386.5089 | 386.5089
MSFT T9 - delivered IT MW | MW |  |  |  | 0 | 0 | 0 | 0 | 0 | 0 | 0 | 0 | 0 | 0 | 0 | 0 | 0 | 0 | 26.6667 | 26.6667 | 26.6667 | 26.6667 | 26.6667 | 26.6667 | 26.6667 | 26.6667 | 26.6667 | 26.6667 | 26.6667 | 26.6667 | 26.6667 | 26.6667 | 0 | 0 | 0 | 26.6667 | 26.6667 | 26.6667 | 26.6667
MSFT T9 - late-delivery LDs (negative) | $M |  |  |  | 0 | 0 | 0 | 0 | 0 | 0 | 0 | 0 | 0 | 0 | 0 | 0 | 0 | 0 | 0 | 0 | 0 | 0 | 0 | 0 | 0 | 0 | 0 | 0 | 0 | 0 | 0 | 0 | 0 | 0 | 0 | 0 | 0 | 0 | 0
MSFT T9 - post-term merchant MW | MW |  |  |  | 0 | 0 | 0 | 0 | 0 | 0 | 0 | 0 | 0 | 0 | 0 | 0 | 0 | 0 | 0 | 0 | 0 | 0 | 0 | 0 | 0 | 0 | 0 | 0 | 0 | 0 | 0 | 0 | 0 | 0 | 0 | 0 | 0 | 0 | 0
MSFT T9 - post-term merchant revenue (residual value) | $M |  | GPUs x launch OD price x decay curve(age) x ResidUtil x hours |  | 0 | 0 | 0 | 0 | 0 | 0 | 0 | 0 | 0 | 0 | 0 | 0 | 0 | 0 | 0 | 0 | 0 | 0 | 0 | 0 | 0 | 0 | 0 | 0 | 0 | 0 | 0 | 0 | 0 | 0 | 0 | 0 | 0 | 0 | 0
MSFT addendum A - contract revenue | $M |  |  |  | 0 | 0 | 0 | 0 | 0 | 0 | 0 | 0 | 0 | 0 | 0 | 0 | 0 | 0 | 0 | 0 | 0 | 0 | 0 | 0 | 0 | 0 | 0 | 0 | 0 | 0 | 0 | 0 | 0 | 0 | 0 | 0 | 0 | 0 | 0
MSFT addendum A - delivered IT MW | MW |  |  |  | 0 | 0 | 0 | 0 | 0 | 0 | 0 | 0 | 0 | 0 | 0 | 0 | 0 | 0 | 0 | 0 | 0 | 0 | 0 | 0 | 0 | 0 | 0 | 0 | 0 | 0 | 0 | 0 | 0 | 0 | 0 | 0 | 0 | 0 | 0
MSFT addendum A - late-delivery LDs (negative) | $M |  |  |  | 0 | 0 | 0 | 0 | 0 | 0 | 0 | 0 | 0 | 0 | 0 | 0 | 0 | 0 | 0 | 0 | 0 | 0 | 0 | 0 | 0 | 0 | 0 | 0 | 0 | 0 | 0 | 0 | 0 | 0 | 0 | 0 | 0 | 0 | 0
MSFT addendum A - post-term merchant MW | MW |  |  |  | 0 | 0 | 0 | 0 | 0 | 0 | 0 | 0 | 0 | 0 | 0 | 0 | 0 | 0 | 0 | 0 | 0 | 0 | 0 | 0 | 0 | 0 | 0 | 0 | 0 | 0 | 0 | 0 | 0 | 0 | 0 | 0 | 0 | 0 | 0
MSFT addendum A - post-term merchant revenue (residual value) | $M |  | GPUs x launch OD price x decay curve(age) x ResidUtil x hours |  | 0 | 0 | 0 | 0 | 0 | 0 | 0 | 0 | 0 | 0 | 0 | 0 | 0 | 0 | 0 | 0 | 0 | 0 | 0 | 0 | 0 | 0 | 0 | 0 | 0 | 0 | 0 | 0 | 0 | 0 | 0 | 0 | 0 | 0 | 0
MSFT addendum B - contract revenue | $M |  |  |  | 0 | 0 | 0 | 0 | 0 | 0 | 0 | 0 | 0 | 0 | 0 | 0 | 0 | 0 | 0 | 0 | 0 | 0 | 0 | 0 | 0 | 0 | 0 | 0 | 0 | 0 | 0 | 0 | 0 | 0 | 0 | 0 | 0 | 0 | 0
MSFT addendum B - delivered IT MW | MW |  |  |  | 0 | 0 | 0 | 0 | 0 | 0 | 0 | 0 | 0 | 0 | 0 | 0 | 0 | 0 | 0 | 0 | 0 | 0 | 0 | 0 | 0 | 0 | 0 | 0 | 0 | 0 | 0 | 0 | 0 | 0 | 0 | 0 | 0 | 0 | 0
MSFT addendum B - late-delivery LDs (negative) | $M |  |  |  | 0 | 0 | 0 | 0 | 0 | 0 | 0 | 0 | 0 | 0 | 0 | 0 | 0 | 0 | 0 | 0 | 0 | 0 | 0 | 0 | 0 | 0 | 0 | 0 | 0 | 0 | 0 | 0 | 0 | 0 | 0 | 0 | 0 | 0 | 0
MSFT addendum B - post-term merchant MW | MW |  |  |  | 0 | 0 | 0 | 0 | 0 | 0 | 0 | 0 | 0 | 0 | 0 | 0 | 0 | 0 | 0 | 0 | 0 | 0 | 0 | 0 | 0 | 0 | 0 | 0 | 0 | 0 | 0 | 0 | 0 | 0 | 0 | 0 | 0 | 0 | 0
MSFT addendum B - post-term merchant revenue (residual value) | $M |  | GPUs x launch OD price x decay curve(age) x ResidUtil x hours |  | 0 | 0 | 0 | 0 | 0 | 0 | 0 | 0 | 0 | 0 | 0 | 0 | 0 | 0 | 0 | 0 | 0 | 0 | 0 | 0 | 0 | 0 | 0 | 0 | 0 | 0 | 0 | 0 | 0 | 0 | 0 | 0 | 0 | 0 | 0
Meta #1 T1 - contract revenue | $M |  |  |  | 0 | 0 | 0 | 0 | 0 | 0 | 0 | 36.0087 | 72.0175 | 72.0175 | 72.0175 | 72.0175 | 72.0175 | 72.0175 | 72.0175 | 72.0175 | 72.0175 | 72.0175 | 72.0175 | 72.0175 | 72.0175 | 72.0175 | 72.0175 | 72.0175 | 72.0175 | 72.0175 | 72.0175 | 36.0087 | 0 | 36.0087 | 288.07 | 288.07 | 288.07 | 288.07 | 252.0613
Meta #1 T1 - delivered IT MW | MW |  |  |  | 0 | 0 | 0 | 0 | 0 | 0 | 0 | 24.0058 | 24.0058 | 24.0058 | 24.0058 | 24.0058 | 24.0058 | 24.0058 | 24.0058 | 24.0058 | 24.0058 | 24.0058 | 24.0058 | 24.0058 | 24.0058 | 24.0058 | 24.0058 | 24.0058 | 24.0058 | 24.0058 | 24.0058 | 0 | 0 | 24.0058 | 24.0058 | 24.0058 | 24.0058 | 24.0058 | 0
Meta #1 T1 - late-delivery LDs (negative) | $M |  |  |  | 0 | 0 | 0 | 0 | 0 | 0 | 0 | 0 | 0 | 0 | 0 | 0 | 0 | 0 | 0 | 0 | 0 | 0 | 0 | 0 | 0 | 0 | 0 | 0 | 0 | 0 | 0 | 0 | 0 | 0 | 0 | 0 | 0 | 0 | 0
Meta #1 T1 - post-term merchant MW | MW |  |  |  | 0 | 0 | 0 | 0 | 0 | 0 | 0 | 0 | 0 | 0 | 0 | 0 | 0 | 0 | 0 | 0 | 0 | 0 | 0 | 0 | 0 | 0 | 0 | 0 | 0 | 0 | 0 | 24.0058 | 0 | 0 | 0 | 0 | 0 | 0 | 24.0058
Meta #1 T1 - post-term merchant revenue (residual value) | $M |  | GPUs x launch OD price x decay curve(age) x ResidUtil x hours |  | 0 | 0 | 0 | 0 | 0 | 0 | 0 | 0 | 0 | 0 | 0 | 0 | 0 | 0 | 0 | 0 | 0 | 0 | 0 | 0 | 0 | 0 | 0 | 0 | 0 | 0 | 0 | 97.5412 | 0 | 0 | 0 | 0 | 0 | 0 | 97.5412
Meta #1 T2 - contract revenue | $M |  |  |  | 0 | 0 | 0 | 0 | 0 | 0 | 0 | 0 | 36.0087 | 72.0175 | 72.0175 | 72.0175 | 72.0175 | 72.0175 | 72.0175 | 72.0175 | 72.0175 | 72.0175 | 72.0175 | 72.0175 | 72.0175 | 72.0175 | 72.0175 | 72.0175 | 72.0175 | 72.0175 | 72.0175 | 72.0175 | 0 | 0 | 252.0613 | 288.07 | 288.07 | 288.07 | 288.07
Meta #1 T2 - delivered IT MW | MW |  |  |  | 0 | 0 | 0 | 0 | 0 | 0 | 0 | 0 | 24.0058 | 24.0058 | 24.0058 | 24.0058 | 24.0058 | 24.0058 | 24.0058 | 24.0058 | 24.0058 | 24.0058 | 24.0058 | 24.0058 | 24.0058 | 24.0058 | 24.0058 | 24.0058 | 24.0058 | 24.0058 | 24.0058 | 24.0058 | 0 | 0 | 24.0058 | 24.0058 | 24.0058 | 24.0058 | 24.0058
Meta #1 T2 - late-delivery LDs (negative) | $M |  |  |  | 0 | 0 | 0 | 0 | 0 | 0 | 0 | 0 | 0 | 0 | 0 | 0 | 0 | 0 | 0 | 0 | 0 | 0 | 0 | 0 | 0 | 0 | 0 | 0 | 0 | 0 | 0 | 0 | 0 | 0 | 0 | 0 | 0 | 0 | 0
Meta #1 T2 - post-term merchant MW | MW |  |  |  | 0 | 0 | 0 | 0 | 0 | 0 | 0 | 0 | 0 | 0 | 0 | 0 | 0 | 0 | 0 | 0 | 0 | 0 | 0 | 0 | 0 | 0 | 0 | 0 | 0 | 0 | 0 | 0 | 0 | 0 | 0 | 0 | 0 | 0 | 0
Meta #1 T2 - post-term merchant revenue (residual value) | $M |  | GPUs x launch OD price x decay curve(age) x ResidUtil x hours |  | 0 | 0 | 0 | 0 | 0 | 0 | 0 | 0 | 0 | 0 | 0 | 0 | 0 | 0 | 0 | 0 | 0 | 0 | 0 | 0 | 0 | 0 | 0 | 0 | 0 | 0 | 0 | 0 | 0 | 0 | 0 | 0 | 0 | 0 | 0
Meta #2 T1 - contract revenue | $M |  |  |  | 0 | 0 | 0 | 0 | 0 | 0 | 0 | 0 | 0 | 0 | 0 | 0 | 0 | 0 | 150 | 300 | 300 | 300 | 300 | 300 | 300 | 300 | 300 | 300 | 300 | 300 | 300 | 300 | 0 | 0 | 0 | 450 | 1200 | 1200 | 1200
Meta #2 T1 - delivered IT MW | MW |  |  |  | 0 | 0 | 0 | 0 | 0 | 0 | 0 | 0 | 0 | 0 | 0 | 0 | 0 | 0 | 53.3333 | 53.3333 | 53.3333 | 53.3333 | 53.3333 | 53.3333 | 53.3333 | 53.3333 | 53.3333 | 53.3333 | 53.3333 | 53.3333 | 53.3333 | 53.3333 | 0 | 0 | 0 | 53.3333 | 53.3333 | 53.3333 | 53.3333
Meta #2 T1 - late-delivery LDs (negative) | $M |  |  |  | 0 | 0 | 0 | 0 | 0 | 0 | 0 | 0 | 0 | 0 | 0 | 0 | 0 | 0 | 0 | 0 | 0 | 0 | 0 | 0 | 0 | 0 | 0 | 0 | 0 | 0 | 0 | 0 | 0 | 0 | 0 | 0 | 0 | 0 | 0
Meta #2 T1 - post-term merchant MW | MW |  |  |  | 0 | 0 | 0 | 0 | 0 | 0 | 0 | 0 | 0 | 0 | 0 | 0 | 0 | 0 | 0 | 0 | 0 | 0 | 0 | 0 | 0 | 0 | 0 | 0 | 0 | 0 | 0 | 0 | 0 | 0 | 0 | 0 | 0 | 0 | 0
Meta #2 T1 - post-term merchant revenue (residual value) | $M |  | GPUs x launch OD price x decay curve(age) x ResidUtil x hours |  | 0 | 0 | 0 | 0 | 0 | 0 | 0 | 0 | 0 | 0 | 0 | 0 | 0 | 0 | 0 | 0 | 0 | 0 | 0 | 0 | 0 | 0 | 0 | 0 | 0 | 0 | 0 | 0 | 0 | 0 | 0 | 0 | 0 | 0 | 0
Meta #2 T2 - contract revenue | $M |  |  |  | 0 | 0 | 0 | 0 | 0 | 0 | 0 | 0 | 0 | 0 | 0 | 0 | 0 | 0 | 0 | 150 | 300 | 300 | 300 | 300 | 300 | 300 | 300 | 300 | 300 | 300 | 300 | 300 | 0 | 0 | 0 | 150 | 1200 | 1200 | 1200
Meta #2 T2 - delivered IT MW | MW |  |  |  | 0 | 0 | 0 | 0 | 0 | 0 | 0 | 0 | 0 | 0 | 0 | 0 | 0 | 0 | 0 | 53.3333 | 53.3333 | 53.3333 | 53.3333 | 53.3333 | 53.3333 | 53.3333 | 53.3333 | 53.3333 | 53.3333 | 53.3333 | 53.3333 | 53.3333 | 0 | 0 | 0 | 53.3333 | 53.3333 | 53.3333 | 53.3333
Meta #2 T2 - late-delivery LDs (negative) | $M |  |  |  | 0 | 0 | 0 | 0 | 0 | 0 | 0 | 0 | 0 | 0 | 0 | 0 | 0 | 0 | 0 | 0 | 0 | 0 | 0 | 0 | 0 | 0 | 0 | 0 | 0 | 0 | 0 | 0 | 0 | 0 | 0 | 0 | 0 | 0 | 0
Meta #2 T2 - post-term merchant MW | MW |  |  |  | 0 | 0 | 0 | 0 | 0 | 0 | 0 | 0 | 0 | 0 | 0 | 0 | 0 | 0 | 0 | 0 | 0 | 0 | 0 | 0 | 0 | 0 | 0 | 0 | 0 | 0 | 0 | 0 | 0 | 0 | 0 | 0 | 0 | 0 | 0
Meta #2 T2 - post-term merchant revenue (residual value) | $M |  | GPUs x launch OD price x decay curve(age) x ResidUtil x hours |  | 0 | 0 | 0 | 0 | 0 | 0 | 0 | 0 | 0 | 0 | 0 | 0 | 0 | 0 | 0 | 0 | 0 | 0 | 0 | 0 | 0 | 0 | 0 | 0 | 0 | 0 | 0 | 0 | 0 | 0 | 0 | 0 | 0 | 0 | 0
Meta backstop (contingent) - contract revenue | $M |  |  |  | 0 | 0 | 0 | 0 | 0 | 0 | 0 | 0 | 0 | 0 | 0 | 0 | 0 | 0 | 0 | 0 | 0 | 0 | 0 | 0 | 0 | 0 | 0 | 0 | 0 | 0 | 0 | 0 | 0 | 0 | 0 | 0 | 0 | 0 | 0
Meta backstop (contingent) - delivered IT MW | MW |  |  |  | 0 | 0 | 0 | 0 | 0 | 0 | 0 | 0 | 0 | 0 | 0 | 0 | 0 | 0 | 0 | 0 | 0 | 0 | 0 | 0 | 0 | 0 | 0 | 0 | 0 | 0 | 0 | 0 | 0 | 0 | 0 | 0 | 0 | 0 | 0
Meta backstop (contingent) - late-delivery LDs (negative) | $M |  |  |  | 0 | 0 | 0 | 0 | 0 | 0 | 0 | 0 | 0 | 0 | 0 | 0 | 0 | 0 | 0 | 0 | 0 | 0 | 0 | 0 | 0 | 0 | 0 | 0 | 0 | 0 | 0 | 0 | 0 | 0 | 0 | 0 | 0 | 0 | 0
Meta backstop (contingent) - post-term merchant MW | MW |  |  |  | 0 | 0 | 0 | 0 | 0 | 0 | 0 | 0 | 0 | 0 | 0 | 0 | 0 | 0 | 0 | 0 | 0 | 0 | 0 | 0 | 0 | 0 | 0 | 0 | 0 | 0 | 0 | 0 | 0 | 0 | 0 | 0 | 0 | 0 | 0
Meta backstop (contingent) - post-term merchant revenue (residual value) | $M |  | GPUs x launch OD price x decay curve(age) x ResidUtil x hours |  | 0 | 0 | 0 | 0 | 0 | 0 | 0 | 0 | 0 | 0 | 0 | 0 | 0 | 0 | 0 | 0 | 0 | 0 | 0 | 0 | 0 | 0 | 0 | 0 | 0 | 0 | 0 | 0 | 0 | 0 | 0 | 0 | 0 | 0 | 0
Future IG contract 1 - contract revenue | $M |  |  |  | 0 | 0 | 0 | 0 | 0 | 0 | 0 | 0 | 0 | 0 | 0 | 0 | 0 | 0 | 0 | 0 | 0 | 0 | 0 | 0 | 0 | 0 | 0 | 0 | 0 | 0 | 0 | 0 | 0 | 0 | 0 | 0 | 0 | 0 | 0
Future IG contract 1 - delivered IT MW | MW |  |  |  | 0 | 0 | 0 | 0 | 0 | 0 | 0 | 0 | 0 | 0 | 0 | 0 | 0 | 0 | 0 | 0 | 0 | 0 | 0 | 0 | 0 | 0 | 0 | 0 | 0 | 0 | 0 | 0 | 0 | 0 | 0 | 0 | 0 | 0 | 0
Future IG contract 1 - late-delivery LDs (negative) | $M |  |  |  | 0 | 0 | 0 | 0 | 0 | 0 | 0 | 0 | 0 | 0 | 0 | 0 | 0 | 0 | 0 | 0 | 0 | 0 | 0 | 0 | 0 | 0 | 0 | 0 | 0 | 0 | 0 | 0 | 0 | 0 | 0 | 0 | 0 | 0 | 0
Future IG contract 1 - post-term merchant MW | MW |  |  |  | 0 | 0 | 0 | 0 | 0 | 0 | 0 | 0 | 0 | 0 | 0 | 0 | 0 | 0 | 0 | 0 | 0 | 0 | 0 | 0 | 0 | 0 | 0 | 0 | 0 | 0 | 0 | 0 | 0 | 0 | 0 | 0 | 0 | 0 | 0
Future IG contract 1 - post-term merchant revenue (residual value) | $M |  | GPUs x launch OD price x decay curve(age) x ResidUtil x hours |  | 0 | 0 | 0 | 0 | 0 | 0 | 0 | 0 | 0 | 0 | 0 | 0 | 0 | 0 | 0 | 0 | 0 | 0 | 0 | 0 | 0 | 0 | 0 | 0 | 0 | 0 | 0 | 0 | 0 | 0 | 0 | 0 | 0 | 0 | 0
Future IG contract 2 - contract revenue | $M |  |  |  | 0 | 0 | 0 | 0 | 0 | 0 | 0 | 0 | 0 | 0 | 0 | 0 | 0 | 0 | 0 | 0 | 0 | 0 | 0 | 0 | 0 | 0 | 0 | 0 | 0 | 0 | 0 | 0 | 0 | 0 | 0 | 0 | 0 | 0 | 0
Future IG contract 2 - delivered IT MW | MW |  |  |  | 0 | 0 | 0 | 0 | 0 | 0 | 0 | 0 | 0 | 0 | 0 | 0 | 0 | 0 | 0 | 0 | 0 | 0 | 0 | 0 | 0 | 0 | 0 | 0 | 0 | 0 | 0 | 0 | 0 | 0 | 0 | 0 | 0 | 0 | 0
Future IG contract 2 - late-delivery LDs (negative) | $M |  |  |  | 0 | 0 | 0 | 0 | 0 | 0 | 0 | 0 | 0 | 0 | 0 | 0 | 0 | 0 | 0 | 0 | 0 | 0 | 0 | 0 | 0 | 0 | 0 | 0 | 0 | 0 | 0 | 0 | 0 | 0 | 0 | 0 | 0 | 0 | 0
Future IG contract 2 - post-term merchant MW | MW |  |  |  | 0 | 0 | 0 | 0 | 0 | 0 | 0 | 0 | 0 | 0 | 0 | 0 | 0 | 0 | 0 | 0 | 0 | 0 | 0 | 0 | 0 | 0 | 0 | 0 | 0 | 0 | 0 | 0 | 0 | 0 | 0 | 0 | 0 | 0 | 0
Future IG contract 2 - post-term merchant revenue (residual value) | $M |  | GPUs x launch OD price x decay curve(age) x ResidUtil x hours |  | 0 | 0 | 0 | 0 | 0 | 0 | 0 | 0 | 0 | 0 | 0 | 0 | 0 | 0 | 0 | 0 | 0 | 0 | 0 | 0 | 0 | 0 | 0 | 0 | 0 | 0 | 0 | 0 | 0 | 0 | 0 | 0 | 0 | 0 | 0
Book (a) totals
Microsoft / Vineland power ceiling (gensets until Bloom fuel cells live)
Microsoft contract revenue - uncapped | $M | Modeling |  |  | 0 | 0 | 0 | 0 | 0 | 0 | 0 | 12.0784 | 60.392 | 120.784 | 193.2544 | 289.8817 | 338.1953 | 579.7633 | 869.645 | 869.645 | 869.645 | 869.645 | 869.645 | 869.645 | 869.645 | 869.645 | 869.645 | 869.645 | 869.645 | 869.645 | 869.645 | 821.3314 | 0 | 12.0784 | 664.3122 | 2657.2486 | 3478.58 | 3478.58 | 3430.2664
Microsoft delivered IT MW - uncapped | MW | Modeling |  |  | 0 | 0 | 0 | 0 | 0 | 0 | 0 | 26.6667 | 53.3333 | 53.3333 | 106.6667 | 106.6667 | 106.6667 | 160 | 240 | 240 | 240 | 240 | 240 | 240 | 240 | 240 | 240 | 240 | 240 | 240 | 240 | 213.3333 | 0 | 26.6667 | 106.6667 | 240 | 240 | 240 | 213.3333
Power ceiling (IT MW) = genset gross MW / PUE until Bloom live | MW | Capacity |  |  | 102.4167 | 102.4167 | 102.4167 | 102.4167 | 102.4167 | 102.4167 | 102.4167 | 102.4167 | 102.4167 | 102.4167 | 102.4167 | 102.4167 | 102.4167 | 160 | 240 | 240 | 240 | 240 | 240 | 240 | 240 | 240 | 240 | 240 | 240 | 240 | 240 | 213.3333 | 102.4167 | 102.4167 | 102.4167 | 240 | 240 | 240 | 213.3333
Vineland shutdown scenarios (Capacity, /workspace/nebius/capacity/vineland_shutdown.xlsx; outage from Nov 7 2026; scenarios & weights = Capacity judgment)
1. No shutdown |  | 0 | 0 | 0 | 2024-03-31: 55%; 2024-06-30: C = IT MW offline, D = days in Q4'26, E = days in Q1'27, F = probability
2. Partial 50% for 2 months |  | 51.25 | 55 | 6 | 2024-03-31: 20%; 2024-06-30: C = IT MW offline, D = days in Q4'26, E = days in Q1'27, F = probability
3. Partial minor-source 2 months |  | 100.95 | 55 | 6 | 2024-03-31: 5%; 2024-06-30: C = IT MW offline, D = days in Q4'26, E = days in Q1'27, F = probability
4. Full 1 month |  | 102.5 | 30 | 0 | 2024-03-31: 10%; 2024-06-30: C = IT MW offline, D = days in Q4'26, E = days in Q1'27, F = probability
5. Full 2 months |  | 102.5 | 55 | 6 | 2024-03-31: 6%; 2024-06-30: C = IT MW offline, D = days in Q4'26, E = days in Q1'27, F = probability
6. Full 3 months |  | 102.5 | 55 | 36 | 2024-03-31: 4%; 2024-06-30: C = IT MW offline, D = days in Q4'26, E = days in Q1'27, F = probability
Vineland IT MW offline (avg in quarter) - selected shutdown scenario | MW | Capacity | MW x days offline / days in quarter; physical only (billing MW not reduced, so no GPU reallocation to books b/c) |  | 0 | 0 | 0 | 0 | 0 | 0 | 0 | 0 | 0 | 0 | 0 | 0 | 0 | 0 | 0 | 0 | 0 | 0 | 0 | 0 | 0 | 0 | 0 | 0 | 0 | 0 | 0 | 0 | 0 | 0 | 0 | 0 | 0 | 0 | 0
Microsoft BILLING IT MW (capped at power ceiling) | MW | Modeling |  |  | 0 | 0 | 0 | 0 | 0 | 0 | 0 | 26.6667 | 53.3333 | 53.3333 | 102.4167 | 102.4167 | 102.4167 | 160 | 240 | 240 | 240 | 240 | 240 | 240 | 240 | 240 | 240 | 240 | 240 | 240 | 240 | 213.3333 | 0 | 26.6667 | 102.4167 | 240 | 240 | 240 | 213.3333
Microsoft revenue - capped at power ceiling (before shutdown loss) | $M | Modeling |  |  | 0 | 0 | 0 | 0 | 0 | 0 | 0 | 12.0784 | 60.392 | 120.784 | 185.5545 | 278.3317 | 324.7203 | 579.7633 | 869.645 | 869.645 | 869.645 | 869.645 | 869.645 | 869.645 | 869.645 | 869.645 | 869.645 | 869.645 | 869.645 | 869.645 | 869.645 | 821.3314 | 0 | 12.0784 | 645.0622 | 2643.7736 | 3478.58 | 3478.58 | 3430.2664
Vineland shutdown: Microsoft revenue lost = MW-days offline x VinRevMW / 365 | $M | Capacity | Prob-weighted (VinShutSel 7) Q4'26 ~ $67-68M at $14.5M/IT MW-yr (Capacity, Derived) |  | 0 | 0 | 0 | 0 | 0 | 0 | 0 | 0 | 0 | 0 | 0 | 0 | 0 | 0 | 0 | 0 | 0 | 0 | 0 | 0 | 0 | 0 | 0 | 0 | 0 | 0 | 0 | 0 | 0 | 0 | 0 | 0 | 0 | 0 | 0
Vineland T1-T4 SLA credits (PLACEHOLDER VinSLA x T1-T4 revenue, Q4'26-Q1'27; bear sensitivity VinT14Loss) | $M | Capacity | NOT DISCLOSED - placeholder |  | 0 | 0 | 0 | 0 | 0 | 0 | 0 | 0 | 0 | 0 | 0 | 0 | 0 | 0 | 0 | 0 | 0 | 0 | 0 | 0 | 0 | 0 | 0 | 0 | 0 | 0 | 0 | 0 | 0 | 0 | 0 | 0 | 0 | 0 | 0
Microsoft revenue - capped, net of shutdown loss and SLA credits | $M | Modeling |  |  | 0 | 0 | 0 | 0 | 0 | 0 | 0 | 12.0784 | 60.392 | 120.784 | 185.5545 | 278.3317 | 324.7203 | 579.7633 | 869.645 | 869.645 | 869.645 | 869.645 | 869.645 | 869.645 | 869.645 | 869.645 | 869.645 | 869.645 | 869.645 | 869.645 | 869.645 | 821.3314 | 0 | 12.0784 | 645.0622 | 2643.7736 | 3478.58 | 3478.58 | 3430.2664
IDLE Microsoft IT MW (built, not billing): T5-T9 Bloom-slip quarters + lost T1-T4 before redeployment (VinIdleOn) - NOT re-sold to new-deal books | MW | Capacity | v0.7c fix: v0.7b re-priced these GPUs as new deals |  | 0 | 0 | 0 | 0 | 0 | 0 | 0 | 0 | 0 | 0 | 0 | 0 | 0 | 0 | 0 | 0 | 0 | 0 | 0 | 0 | 0 | 0 | 0 | 0 | 0 | 0 | 0 | 0 | 0 | 0 | 0 | 0 | 0 | 0 | 0
Vineland shutdown: Microsoft tranches offline (equivalent, ~26.7 IT MW each) | # | Capacity |  |  | 0 | 0 | 0 | 0 | 0 | 0 | 0 | 0 | 0 | 0 | 0 | 0 | 0 | 0 | 0 | 0 | 0 | 0 | 0 | 0 | 0 | 0 | 0 | 0 | 0 | 0 | 0 | 0 | 0 | 0 | 0 | 0 | 0 | 0 | 0
Memo: probability-weighted revenue at risk at VinRevMW (independent of VinShutSel) - Q4'26 in Q, Q1'27 in R | $M | Capacity | Tie: Q4'26 ~ $67M (Capacity, Derived) |  | 2026-12-31: 68.0353; 2027-03-31: 10.9757
Check: Microsoft revenue vs ~$350M/qtr ceiling (positive = above) | $M | Capacity/Skeptic |  |  | -350 | -350 | -350 | -350 | -350 | -350 | -350 | -337.9216 | -289.608 | -229.216 | -164.4455 | -71.6683 | -25.2797 | 229.7633 | 519.645 | 519.645 | 519.645 | 519.645 | 519.645 | 519.645 | 519.645 | 519.645 | 519.645 | 519.645 | 519.645 | 519.645 | 519.645 | 471.3314
Other contract revenue (Meta, IG) | $M | Modeling |  |  | 0 | 0 | 0 | 0 | 0 | 0 | 0 | 36.0087 | 108.0263 | 144.035 | 144.035 | 144.035 | 144.035 | 144.035 | 294.035 | 594.035 | 744.035 | 744.035 | 744.035 | 744.035 | 744.035 | 744.035 | 744.035 | 744.035 | 744.035 | 744.035 | 744.035 | 708.0263 | 0 | 36.0087 | 540.1313 | 1176.14 | 2976.14 | 2976.14 | 2940.1312
Book (a) contract revenue | $M | Modeling |  |  | 0 | 0 | 0 | 0 | 0 | 0 | 0 | 48.0872 | 168.4183 | 264.819 | 329.5895 | 422.3667 | 468.7553 | 723.7983 | 1163.68 | 1463.68 | 1613.68 | 1613.68 | 1613.68 | 1613.68 | 1613.68 | 1613.68 | 1613.68 | 1613.68 | 1613.68 | 1613.68 | 1613.68 | 1529.3576 | 0 | 48.0872 | 1185.1934 | 3819.9136 | 6454.72 | 6454.72 | 6370.3976
Contract BILLING IT MW (Microsoft capped + others) | MW | Modeling |  |  | 0 | 0 | 0 | 0 | 0 | 0 | 0 | 50.6725 | 101.345 | 101.345 | 150.4283 | 150.4283 | 150.4283 | 208.0117 | 341.345 | 394.6783 | 394.6783 | 394.6783 | 394.6783 | 394.6783 | 394.6783 | 394.6783 | 394.6783 | 394.6783 | 394.6783 | 394.6783 | 394.6783 | 344.0058 | 0 | 50.6725 | 150.4283 | 394.6783 | 394.6783 | 394.6783 | 344.0058
Late-delivery LDs | $M | Modeling |  |  | 0 | 0 | 0 | 0 | 0 | 0 | 0 | 0 | 0 | 0 | 0 | 0 | 0 | 0 | 0 | 0 | 0 | 0 | 0 | 0 | 0 | 0 | 0 | 0 | 0 | 0 | 0 | 0 | 0 | 0 | 0 | 0 | 0 | 0 | 0
Post-term merchant revenue | $M | Modeling |  |  | 0 | 0 | 0 | 0 | 0 | 0 | 0 | 0 | 0 | 0 | 0 | 0 | 0 | 0 | 0 | 0 | 0 | 0 | 0 | 0 | 0 | 0 | 0 | 0 | 0 | 0 | 0 | 205.8941 | 0 | 0 | 0 | 0 | 0 | 0 | 205.8941
Delivered contract IT MW | MW | Modeling |  |  | 0 | 0 | 0 | 0 | 0 | 0 | 0 | 50.6725 | 101.345 | 101.345 | 154.6783 | 154.6783 | 154.6783 | 208.0117 | 341.345 | 394.6783 | 394.6783 | 394.6783 | 394.6783 | 394.6783 | 394.6783 | 394.6783 | 394.6783 | 394.6783 | 394.6783 | 394.6783 | 394.6783 | 344.0058 | 0 | 50.6725 | 154.6783 | 394.6783 | 394.6783 | 394.6783 | 344.0058
Signed Microsoft/Meta delivered IT MW (no new prepayment; advances already in 6/30 DR) | MW | Modeling |  |  | 0 | 0 | 0 | 0 | 0 | 0 | 0 | 50.6725 | 101.345 | 101.345 | 154.6783 | 154.6783 | 154.6783 | 208.0117 | 341.345 | 394.6783 | 394.6783 | 394.6783 | 394.6783 | 394.6783 | 394.6783 | 394.6783 | 394.6783 | 394.6783 | 394.6783 | 394.6783 | 394.6783 | 344.0058 | 0 | 50.6725 | 154.6783 | 394.6783 | 394.6783 | 394.6783 | 344.0058
New hyperscaler / IG tranche delivered IT MW (HSPre prepayment) | MW | Modeling |  |  | 0 | 0 | 0 | 0 | 0 | 0 | 0 | 0 | 0 | 0 | 0 | 0 | 0 | 0 | 0 | 0 | 0 | 0 | 0 | 0 | 0 | 0 | 0 | 0 | 0 | 0 | 0 | 0 | 0 | 0 | 0 | 0 | 0 | 0 | 0
Post-term merchant IT MW | MW | Modeling |  |  | 0 | 0 | 0 | 0 | 0 | 0 | 0 | 0 | 0 | 0 | 0 | 0 | 0 | 0 | 0 | 0 | 0 | 0 | 0 | 0 | 0 | 0 | 0 | 0 | 0 | 0 | 0 | 50.6725 | 0 | 0 | 0 | 0 | 0 | 0 | 50.6725
Contract + post-term GPUs - Hopper | GPUs | Modeling |  |  | 0 | 0 | 0 | 0 | 0 | 0 | 0 | 0 | 0 | 0 | 0 | 0 | 0 | 0 | 0 | 0 | 0 | 0 | 0 | 0 | 0 | 0 | 0 | 0 | 0 | 0 | 0 | 0 | 0 | 0 | 0 | 0 | 0 | 0 | 0
Contract + post-term GPUs - Blackwell | GPUs | Modeling |  |  | 0 | 0 | 0 | 0 | 0 | 0 | 0 | 25102.9167 | 42755.8333 | 43505.8333 | 43505.8333 | 57005.8333 | 64905.8333 | 83255.8333 | 108255.8333 | 124005.8333 | 141505.8333 | 141505.8333 | 141505.8333 | 141505.8333 | 141505.8333 | 141505.8333 | 141505.8333 | 141505.8333 | 141505.8333 | 141505.8333 | 141505.8333 | 144005.8333 | 0 | 25102.9167 | 57005.8333 | 124005.8333 | 141505.8333 | 141505.8333 | 144005.8333
Contract + post-term GPUs - Next-gen | GPUs | Modeling |  |  | 0 | 0 | 0 | 0 | 0 | 0 | 0 | 0 | 0 | 0 | 0 | 0 | 0 | 0 | 17066.6667 | 34133.3333 | 34133.3333 | 34133.3333 | 34133.3333 | 34133.3333 | 34133.3333 | 34133.3333 | 34133.3333 | 34133.3333 | 34133.3333 | 34133.3333 | 34133.3333 | 34133.3333 | 0 | 0 | 0 | 34133.3333 | 34133.3333 | 34133.3333 | 34133.3333
Q4'26 consensus bridge (group revenue, $M)
Consensus Q4'26 revenue |  |  | Skeptic, Estimated | 1450
less Q2'26 group revenue |  |  | Reported | -582.3
Gap to bridge (consensus Q4 - Q2) |  |  |  | 867.7
Microsoft Q2'26 run rate (TopCust toggle) |  |  | Meta=24% -> MS 21% ~$121M; MS=24% -> ~$138M | 120.729
Microsoft Q4'26 model revenue (capped) |  |  | T1-T4 only; T5-9 need Bloom (no Q4'26 billing) | 278.3317
Microsoft increment |  |  |  | 157.6027
Meta #1 Q2'26 run rate (TopCust toggle) |  |  |  | 137.976
Meta #1 increment (flat ~$144M/qtr) |  |  |  | 6.059
Oct-1 list-price uplift - low |  |  | GPU Market, Derived, $40-125M/qtr | 40
Oct-1 list-price uplift - high |  |  |  | 125
RESIDUAL from Meta #2 / other deals / unseen sites - at high price line |  |  |  | 579.0383
RESIDUAL - at low price line |  |  |  | 664.0383
Goal-seek: unseen billing MW implied @ NewDealHi ($25M/MW-yr) - range |  |  |  | 92.6461
Goal-seek: unseen billing MW implied @ NewDealLo ($20M/MW-yr) - high residual |  |  |  | 132.8077
Goal-seek: unseen billing MW implied @ base rate ($12M/MW-yr) - high residual |  |  |  | 221.3461
Check vs Skeptic/Capacity unseen estimate 83-200 MW (OK if new-deal range overlaps) |  |  |  | OK - overlaps 83-200 MW
Model Q4'26 group revenue |  |  |  | 809.0931
Model vs consensus Q4'26 |  |  |  | -640.9069

## Revenue
Revenue
Three books: (a) hyperscaler take-or-pay [Contracts], (b) reserved/commit, (c) on-demand/self-serve + spot + AI Studio. Fleet built from active IT MW x GPUs/MW by deployment generation.
Line item | Unit | Owner | Tag / source / method | Open | Q1'24 | Q2'24 | Q3'24 | Q4'24 | Q1'25 | Q2'25 | Q3'25 | Q4'25 | Q1'26 | Q2'26 | Q3'26 | Q4'26 | Q1'27 | Q2'27 | Q3'27 | Q4'27 | Q1'28 | Q2'28 | Q3'28 | Q4'28 | Q1'29 | Q2'29 | Q3'29 | Q4'29 | Q1'30 | Q2'30 | Q3'30 | Q4'30 | FY2024 | FY2025 | FY2026 | FY2027 | FY2028 | FY2029 | FY2030
Period end |  |  |  |  | 2024-03-31 | 2024-06-30 | 2024-09-30 | 2024-12-31 | 2025-03-31 | 2025-06-30 | 2025-09-30 | 2025-12-31 | 2026-03-31 | 2026-06-30 | 2026-09-30 | 2026-12-31 | 2027-03-31 | 2027-06-30 | 2027-09-30 | 2027-12-31 | 2028-03-31 | 2028-06-30 | 2028-09-30 | 2028-12-31 | 2029-03-31 | 2029-06-30 | 2029-09-30 | 2029-12-31 | 2030-03-31 | 2030-06-30 | 2030-09-30 | 2030-12-31
Index |  |  |  | 0 | 1 | 2 | 3 | 4 | 5 | 6 | 7 | 8 | 9 | 10 | 11 | 12 | 13 | 14 | 15 | 16 | 17 | 18 | 19 | 20 | 21 | 22 | 23 | 24 | 25 | 26 | 27 | 28
A = actual / F = forecast | bar: 2024-03-31 to 2030-12-31
Fiscal year |  |  |  |  | 2024 | 2024 | 2024 | 2024 | 2025 | 2025 | 2025 | 2025 | 2026 | 2026 | 2026 | 2026 | 2027 | 2027 | 2027 | 2027 | 2028 | 2028 | 2028 | 2028 | 2029 | 2029 | 2029 | 2029 | 2030 | 2030 | 2030 | 2030 | 2024 | 2025 | 2026 | 2027 | 2028 | 2029 | 2030
Capacity & GPU fleet
Active IT MW (end) | MW | Sites |  | 22.7275 | 22.7275 | 22.7275 | 22.7275 | 27.7275 | 47.7275 | 47.7275 | 59.0913 | 138.326 | 170.9897 | 182.4897 | 182.4897 | 216.9897 | 301.7195 | 453.7923 | 629.5368 | 812.6073 | 1081.9108 | 1172.9923 | 1326.4518 | 1338.9518 | 1652.7273 | 1652.7273 | 1963.8213 | 1963.8213 | 2409.3763 | 2409.3763 | 2409.3763 | 2409.3763 | 27.7275 | 138.326 | 216.9897 | 812.6073 | 1338.9518 | 1963.8213 | 2409.3763
Active IT MW (average) | MW | Modeling |  |  | 22.7275 | 22.7275 | 22.7275 | 25.2275 | 37.7275 | 47.7275 | 53.4094 | 98.7086 | 154.6578 | 176.7397 | 182.4897 | 199.7397 | 259.3546 | 377.7559 | 541.6645 | 721.072 | 947.2591 | 1127.4515 | 1249.7221 | 1332.7018 | 1495.8395 | 1652.7273 | 1808.2743 | 1963.8213 | 2186.5988 | 2409.3763 | 2409.3763 | 2409.3763 | 23.3525 | 59.3932 | 178.4067 | 474.9618 | 1164.2836 | 1730.1656 | 2353.6819
New IT MW added | MW | Modeling |  |  | 0 | 0 | 0 | 5 | 20 | 0 | 11.3637 | 79.2347 | 32.6638 | 11.5 | 0 | 34.5 | 84.7298 | 152.0728 | 175.7446 | 183.0705 | 269.3035 | 91.0815 | 153.4595 | 12.5 | 313.7755 | 0 | 311.094 | 0 | 445.555 | 0 | 0 | 0 | 5 | 110.5984 | 78.6637 | 595.6176 | 526.3445 | 624.8695 | 445.555
GPU fleet end - build-plan basis (before StopBuild) - Hopper | GPUs | Capacity/Modeling |  | 13713 | 13713 | 13713 | 13713 | 16456 | 30000 | 30000 | 30000 | 30000 | 30000 | 30000 | 30000 | 30000 | 30000 | 30000 | 30000 | 30000 | 30000 | 30000 | 30000 | 30000 | 30000 | 30000 | 30000 | 30000 | 30000 | 30000 | 30000 | 30000 | 16456 | 30000 | 30000 | 30000 | 30000 | 30000 | 30000
GPU fleet end - build-plan basis (before StopBuild) - Blackwell | GPUs | Capacity/Modeling |  | 0 | 0 | 0 | 0 | 0 | 0 | 0 | 5116 | 42371 | 56897 | 61727 | 61727 | 77883 | 116605 | 181915 | 252316 | 295539 | 346521 | 346521 | 346521 | 346521 | 371079 | 371079 | 371079 | 371079 | 371079 | 371079 | 371079 | 371079 | 0 | 42371 | 77883 | 295539 | 346521 | 371079 | 371079
GPU fleet end - build-plan basis (before StopBuild) - Next-gen | GPUs | Capacity/Modeling |  | 0 | 0 | 0 | 0 | 0 | 0 | 0 | 0 | 0 | 0 | 0 | 0 | 0 | 0 | 3338 | 11348 | 40045 | 97446 | 128146 | 180210 | 184210 | 277660 | 277660 | 389800 | 389800 | 545995 | 545995 | 545995 | 545995 | 0 | 0 | 0 | 40045 | 184210 | 389800 | 545995
GPUs added - Hopper | GPUs | Modeling | calc: change in fleet end (fleet from Capacity GPU file) |  | 0 | 0 | 0 | 2743 | 13544 | 0 | 0 | 0 | 0 | 0 | 0 | 0 | 0 | 0 | 0 | 0 | 0 | 0 | 0 | 0 | 0 | 0 | 0 | 0 | 0 | 0 | 0 | 0 | 2743 | 13544 | 0 | 0 | 0 | 0 | 0
GPUs added - Blackwell | GPUs | Modeling | calc: change in fleet end (fleet from Capacity GPU file) |  | 0 | 0 | 0 | 0 | 0 | 0 | 5116 | 37255 | 14526 | 4830 | 0 | 16156 | 38722 | 65310 | 70401 | 43223 | 50982 | 0 | 0 | 0 | 24558 | 0 | 0 | 0 | 0 | 0 | 0 | 0 | 0 | 42371 | 35512 | 217656 | 50982 | 24558 | 0
GPUs added - Next-gen | GPUs | Modeling | calc: change in fleet end (fleet from Capacity GPU file) |  | 0 | 0 | 0 | 0 | 0 | 0 | 0 | 0 | 0 | 0 | 0 | 0 | 0 | 3338 | 8010 | 28697 | 57401 | 30700 | 52064 | 4000 | 93450 | 0 | 112140 | 0 | 156195 | 0 | 0 | 0 | 0 | 0 | 0 | 40045 | 144165 | 205590 | 156195
GPU fleet end (billing) - Hopper | GPUs | Capacity/Modeling | Forecast: Capacity GPUs deployed at (n - EnLag) x driver MW / energized base IT MW at (n - EnLag) - same-quarter IT pairing; = file in history | 13713 | 13713 | 13713 | 13713 | 16456 | 30000 | 30000 | 30000 | 30000 | 30000 | 30000 | 30000 | 30000 | 30000 | 30000 | 30000 | 30000 | 30000 | 30000 | 30000 | 30000 | 30000 | 30000 | 30000 | 30000 | 30000 | 30000 | 30000 | 30000 | 16456 | 30000 | 30000 | 30000 | 30000 | 30000 | 30000
GPU fleet end (billing) - Blackwell | GPUs | Capacity/Modeling | Forecast: Capacity GPUs deployed at (n - EnLag) x driver MW / energized base IT MW at (n - EnLag) - same-quarter IT pairing; = file in history | 0 | 0 | 0 | 0 | 0 | 0 | 0 | 5116 | 42371 | 56897 | 61727 | 61727 | 77883 | 116605 | 181915 | 252316 | 295539 | 346521 | 346521 | 346521 | 346521 | 371079 | 371079 | 371079 | 371079 | 371079 | 371079 | 371079 | 371079 | 0 | 42371 | 77883 | 295539 | 346521 | 371079 | 371079
GPU fleet end (billing) - Next-gen | GPUs | Capacity/Modeling | Forecast: Capacity GPUs deployed at (n - EnLag) x driver MW / energized base IT MW at (n - EnLag) - same-quarter IT pairing; = file in history | 0 | 0 | 0 | 0 | 0 | 0 | 0 | 0 | 0 | 0 | 0 | 0 | 0 | 0 | 3338 | 11348 | 40045 | 97446 | 128146 | 180210 | 184210 | 277660 | 277660 | 389800 | 389800 | 545995 | 545995 | 545995 | 545995 | 0 | 0 | 0 | 40045 | 184210 | 389800 | 545995
GPU fleet end - total | GPUs | Modeling |  | 13713 | 13713 | 13713 | 13713 | 16456 | 30000 | 30000 | 35116 | 72371 | 86897 | 91727 | 91727 | 107883 | 146605 | 215253 | 293664 | 365584 | 473967 | 504667 | 556731 | 560731 | 678739 | 678739 | 790879 | 790879 | 947074 | 947074 | 947074 | 947074 | 16456 | 72371 | 107883 | 365584 | 560731 | 790879 | 947074
GPU fleet average - total | GPUs | Modeling |  |  | 13713 | 13713 | 13713 | 15084.5 | 23228 | 30000 | 32558 | 53743.5 | 79634 | 89312 | 91727 | 99805 | 127244 | 180929 | 254458.5 | 329624 | 419775.5 | 489317 | 530699 | 558731 | 619735 | 678739 | 734809 | 790879 | 868976.5 | 947074 | 947074 | 947074 | 14055.875 | 34882.375 | 90119.5 | 223063.875 | 499630.625 | 706040.5 | 927549.625
Book (a) - hyperscaler take-or-pay (from Contracts)
Contract delivered IT MW | MW | Contracts |  |  | 0 | 0 | 0 | 0 | 0 | 0 | 0 | 50.6725 | 101.345 | 101.345 | 154.6783 | 154.6783 | 154.6783 | 208.0117 | 341.345 | 394.6783 | 394.6783 | 394.6783 | 394.6783 | 394.6783 | 394.6783 | 394.6783 | 394.6783 | 394.6783 | 394.6783 | 394.6783 | 394.6783 | 344.0058 | 0 | 50.6725 | 154.6783 | 394.6783 | 394.6783 | 394.6783 | 344.0058
Post-term merchant IT MW | MW | Contracts |  |  | 0 | 0 | 0 | 0 | 0 | 0 | 0 | 0 | 0 | 0 | 0 | 0 | 0 | 0 | 0 | 0 | 0 | 0 | 0 | 0 | 0 | 0 | 0 | 0 | 0 | 0 | 0 | 50.6725 | 0 | 0 | 0 | 0 | 0 | 0 | 50.6725
Book (a) revenue incl. LDs | $M | Contracts | Fixed $/MW-yr; insensitive to list prices |  | 0 | 0 | 0 | 0 | 0 | 0 | 0 | 48.0872 | 168.4183 | 264.819 | 329.5895 | 422.3667 | 468.7553 | 723.7983 | 1163.68 | 1463.68 | 1613.68 | 1613.68 | 1613.68 | 1613.68 | 1613.68 | 1613.68 | 1613.68 | 1613.68 | 1613.68 | 1613.68 | 1613.68 | 1529.3576 | 0 | 48.0872 | 1185.1934 | 3819.9136 | 6454.72 | 6454.72 | 6370.3976
Post-term merchant revenue (residual value stream) | $M | Contracts | Decay-curve priced |  | 0 | 0 | 0 | 0 | 0 | 0 | 0 | 0 | 0 | 0 | 0 | 0 | 0 | 0 | 0 | 0 | 0 | 0 | 0 | 0 | 0 | 0 | 0 | 0 | 0 | 0 | 0 | 205.8941 | 0 | 0 | 0 | 0 | 0 | 0 | 205.8941
Non-contract fleet available to books (b) and (c)
Non-contract GPUs end - Hopper | GPUs | Modeling | fleet - contract GPUs - post-term GPUs | 13713 | 13713 | 13713 | 13713 | 16456 | 30000 | 30000 | 30000 | 30000 | 30000 | 30000 | 30000 | 30000 | 30000 | 30000 | 30000 | 30000 | 30000 | 30000 | 30000 | 30000 | 30000 | 30000 | 30000 | 30000 | 30000 | 30000 | 30000 | 30000 | 16456 | 30000 | 30000 | 30000 | 30000 | 30000 | 30000
Non-contract GPUs end - Blackwell | GPUs | Modeling | fleet - contract GPUs - post-term GPUs | 0 | 0 | 0 | 0 | 0 | 0 | 0 | 5116 | 17268.0833 | 14141.1667 | 18221.1667 | 18221.1667 | 20877.1667 | 51699.1667 | 98659.1667 | 144060.1667 | 171533.1667 | 205015.1667 | 205015.1667 | 205015.1667 | 205015.1667 | 229573.1667 | 229573.1667 | 229573.1667 | 229573.1667 | 229573.1667 | 229573.1667 | 229573.1667 | 227073.1667 | 0 | 17268.0833 | 20877.1667 | 171533.1667 | 205015.1667 | 229573.1667 | 227073.1667
Non-contract GPUs end - Next-gen | GPUs | Modeling | fleet - contract GPUs - post-term GPUs | 0 | 0 | 0 | 0 | 0 | 0 | 0 | 0 | 0 | 0 | 0 | 0 | 0 | 0 | 3338 | 0 | 5911.6667 | 63312.6667 | 94012.6667 | 146076.6667 | 150076.6667 | 243526.6667 | 243526.6667 | 355666.6667 | 355666.6667 | 511861.6667 | 511861.6667 | 511861.6667 | 511861.6667 | 0 | 0 | 0 | 5911.6667 | 150076.6667 | 355666.6667 | 511861.6667
Non-contract GPUs avg - Hopper | GPUs | Modeling |  |  | 13713 | 13713 | 13713 | 15084.5 | 23228 | 30000 | 30000 | 30000 | 30000 | 30000 | 30000 | 30000 | 30000 | 30000 | 30000 | 30000 | 30000 | 30000 | 30000 | 30000 | 30000 | 30000 | 30000 | 30000 | 30000 | 30000 | 30000 | 30000 | 14055.875 | 28307 | 30000 | 30000 | 30000 | 30000 | 30000
Non-contract GPUs avg - Blackwell | GPUs | Modeling |  |  | 0 | 0 | 0 | 0 | 0 | 0 | 2558 | 11192.0417 | 15704.625 | 16181.1667 | 18221.1667 | 19549.1667 | 36288.1667 | 75179.1667 | 121359.6667 | 157796.6667 | 188274.1667 | 205015.1667 | 205015.1667 | 205015.1667 | 217294.1667 | 229573.1667 | 229573.1667 | 229573.1667 | 229573.1667 | 229573.1667 | 229573.1667 | 228323.1667 | 0 | 3437.5104 | 17414.0312 | 97655.9167 | 200829.9167 | 226503.4167 | 229260.6667
Non-contract GPUs avg - Next-gen | GPUs | Modeling |  |  | 0 | 0 | 0 | 0 | 0 | 0 | 0 | 0 | 0 | 0 | 0 | 0 | 0 | 1669 | 1669 | 2955.8333 | 34612.1667 | 78662.6667 | 120044.6667 | 148076.6667 | 196801.6667 | 243526.6667 | 299596.6667 | 355666.6667 | 433764.1667 | 511861.6667 | 511861.6667 | 511861.6667 | 0 | 0 | 0 | 1573.4583 | 95349.0417 | 273897.9167 | 492337.2917
Contract MW in excess of active MW (check, should be 0) | MW | Modeling |  |  | 0 | 0 | 0 | 0 | 0 | 0 | 0 | 0 | 0 | 0 | 0 | 0 | 0 | 0 | 0 | 0 | 0 | 0 | 0 | 0 | 0 | 0 | 0 | 0 | 0 | 0 | 0 | 0 | 0 | 0 | 0 | 0 | 0 | 0 | 0
Books (b) and (c): capacity revenue at 100% utilization x utilization (Q2'26 utilization calibrated to actual AI cloud revenue)
Book (b) @100% util - Hopper | $M | Modeling | GPUs x hrs x ResSh x realized reserved price |  | 71.0245 | 71.0245 | 71.805 | 78.9865 | 123.1835 | 160.8647 | 162.6324 | 162.6324 | 162.7128 | 164.5207 | 167.9383 | 177.8643 | 176.5368 | 179.1402 | 179.9292 | 177.0327 | 170.6496 | 164.6958 | 159.8761 | 153.5106 | 144.1942 | 139.9914 | 135.8947 | 130.484 | 122.5651 | 118.9927 | 115.5105 | 110.9114 | 292.8406 | 609.3131 | 673.0361 | 712.6389 | 648.7321 | 550.5643 | 467.9797
Book (b) @100% util - Blackwell | $M | Modeling | GPUs x hrs x ResSh x realized reserved price |  | 0 | 0 | 0 | 0 | 0 | 0 | 30.556 | 133.6919 | 187.6886 | 195.5325 | 222.6034 | 253.613 | 475.1694 | 966.8121 | 1492.096 | 1816.2929 | 2141.272 | 2294.1222 | 2283.731 | 2248.6761 | 2295.7555 | 2414.7909 | 2403.8532 | 2366.9544 | 2279.9564 | 2269.9035 | 2259.622 | 2212.8226 | 0 | 164.2479 | 859.4376 | 4750.3703 | 8967.8013 | 9481.354 | 9022.3045
Book (b) @100% util - Next-gen | $M | Modeling | GPUs x hrs x ResSh x realized reserved price |  | 0 | 0 | 0 | 0 | 0 | 0 | 0 | 0 | 0 | 0 | 0 | 0 | 0 | 42.5299 | 42.9972 | 76.149 | 881.9956 | 1973.7323 | 2998.4089 | 3641.8041 | 4662.2479 | 5743.7293 | 7034.1693 | 8222.4448 | 9659.3548 | 11348.224 | 11296.8223 | 11123.4181 | 0 | 0 | 0 | 161.676 | 9495.9408 | 25662.5912 | 43427.8191
Book (b) @100% utilization | $M | Modeling |  |  | 71.0245 | 71.0245 | 71.805 | 78.9865 | 123.1835 | 160.8647 | 193.1884 | 296.3244 | 350.4014 | 360.0533 | 390.5417 | 431.4773 | 651.7061 | 1188.4822 | 1715.0224 | 2069.4746 | 3193.9171 | 4432.5503 | 5442.016 | 6043.9908 | 7102.1976 | 8298.5116 | 9573.9171 | 10719.8832 | 12061.8763 | 13737.1201 | 13671.9548 | 13447.1521 | 292.8406 | 773.561 | 1532.4737 | 5624.6853 | 19112.4742 | 35694.5096 | 52918.1033
Book (c) @100% util - Hopper | $M | Modeling | GPUs x hrs x (1-ResSh) x [(1-spot) x OD x RealOD + spot x Spot] x (1+StudioUp) |  | 16.0006 | 16.0006 | 16.1765 | 17.7944 | 21.4441 | 28.0038 | 28.3115 | 28.3115 | 24.1791 | 24.4477 | 26.5853 | 31.4135 | 30.8483 | 29.9491 | 29.0727 | 27.9152 | 27.6651 | 26.5636 | 25.7862 | 24.7595 | 23.2569 | 22.579 | 21.9183 | 21.0456 | 19.7684 | 19.1922 | 18.6306 | 17.8888 | 65.9721 | 106.0708 | 106.6256 | 117.7853 | 104.7744 | 88.7999 | 75.4799
Book (c) @100% util - Blackwell | $M | Modeling | GPUs x hrs x (1-ResSh) x [(1-spot) x OD x RealOD + spot x Spot] x (1+StudioUp) |  | 0 | 0 | 0 | 0 | 0 | 0 | 5.2658 | 23.0397 | 27.6103 | 28.7642 | 32.7465 | 42.2639 | 75.8716 | 149.7905 | 229.5414 | 279.0611 | 343.6602 | 368.4737 | 366.8047 | 361.1743 | 368.736 | 387.855 | 386.0983 | 380.1717 | 366.1984 | 364.5837 | 362.9324 | 355.4156 | 0 | 28.3055 | 131.385 | 734.2646 | 1440.1128 | 1522.861 | 1449.1302
Book (c) @100% util - Next-gen | $M | Modeling | GPUs x hrs x (1-ResSh) x [(1-spot) x OD x RealOD + spot x Spot] x (1+StudioUp) |  | 0 | 0 | 0 | 0 | 0 | 0 | 0 | 0 | 0 | 0 | 0 | 0 | 0 | 6.4948 | 6.5662 | 11.6289 | 140.5473 | 314.5173 | 477.801 | 580.327 | 742.9363 | 915.272 | 1120.9056 | 1310.2592 | 1539.233 | 1808.3568 | 1800.1659 | 1772.5337 | 0 | 0 | 0 | 24.6899 | 1513.1927 | 4089.3732 | 6920.2894
Book (c) @100% utilization | $M | Modeling |  |  | 16.0006 | 16.0006 | 16.1765 | 17.7944 | 21.4441 | 28.0038 | 33.5773 | 51.3512 | 51.7894 | 53.2119 | 59.3319 | 73.6774 | 106.7199 | 186.2345 | 265.1803 | 318.6052 | 511.8726 | 709.5545 | 870.3919 | 966.2609 | 1134.9293 | 1325.7061 | 1528.9222 | 1711.4765 | 1925.1997 | 2192.1328 | 2181.7288 | 2145.8381 | 65.9721 | 134.3764 | 238.0106 | 876.7398 | 3058.08 | 5701.0341 | 8444.8994
Implied Q2'26 (LastHist) utilization = (actual AI rev - book a - post-term - asset-light) / (b + c @100%) |  |  |  | 75.03% | 2024-03-31: OK (40-100%)
Utilization used - book (b) | % | GPU Market | History = UtilQ2 (calibrated); forecast = Util_Res input |  | 75.03% | 75.03% | 75.03% | 75.03% | 75.03% | 75.03% | 75.03% | 75.03% | 75.03% | 75.03% | 75.03% | 75.03% | 75.03% | 75.03% | 75.03% | 75.03% | 75.03% | 75.03% | 75.03% | 75.03% | 75.03% | 75.03% | 75.03% | 75.03% | 75.03% | 75.03% | 75.03% | 75.03% | 75.03% | 75.03% | 75.03% | 75.03% | 75.03% | 75.03% | 75.03%
Utilization used - book (c) | % | GPU Market | History = UtilQ2; forecast = Util_OD input |  | 75.03% | 75.03% | 75.03% | 75.03% | 75.03% | 75.03% | 75.03% | 75.03% | 75.03% | 75.03% | 75.03% | 75.03% | 75.03% | 75.03% | 75.03% | 75.03% | 75.03% | 75.03% | 75.03% | 75.03% | 75.03% | 75.03% | 75.03% | 75.03% | 75.03% | 75.03% | 75.03% | 75.03% | 75.03% | 75.03% | 75.03% | 75.03% | 75.03% | 75.03% | 75.03%
Book (b) revenue - reserved / commit | $M | Modeling |  |  | 53.2911 | 53.2911 | 53.8767 | 59.2651 | 92.427 | 120.6999 | 144.9531 | 222.338 | 262.913 | 270.155 | 293.0311 | 323.7459 | 488.9879 | 891.7414 | 1286.8149 | 1552.7672 | 2396.4585 | 3325.8292 | 4083.251 | 4534.9245 | 5328.9178 | 6226.5356 | 7183.4973 | 8043.338 | 9050.2616 | 10307.2299 | 10258.335 | 10089.6612 | 219.724 | 580.4179 | 1149.845 | 4220.3114 | 14340.4632 | 26782.2886 | 39705.4878
Book (c) revenue - on-demand / self-serve + spot + AI Studio | $M | Modeling |  |  | 12.0056 | 12.0056 | 12.1375 | 13.3515 | 16.0899 | 21.0118 | 25.1937 | 38.5298 | 38.8586 | 39.926 | 44.5179 | 55.2816 | 80.074 | 139.7354 | 198.9699 | 239.0557 | 384.068 | 532.3926 | 653.0721 | 725.0044 | 851.5596 | 994.7032 | 1147.1802 | 1284.1543 | 1444.515 | 1644.8001 | 1636.9938 | 1610.0643 | 49.5002 | 100.8252 | 178.584 | 657.835 | 2294.5372 | 4277.5974 | 6336.3732
New-deal pricing (NewDealOn): 2027+ new non-contract MW priced per IT MW-yr (Q2'26 letter); legacy Q4'26 non-contract fleet stays on GPU-hour books (b)/(c)
Legacy non-contract GPUs avg (capped at NewDealIdx-1 level) - Hopper | GPUs | Modeling |  |  | 13713 | 13713 | 13713 | 15084.5 | 23228 | 30000 | 30000 | 30000 | 30000 | 30000 | 30000 | 30000 | 30000 | 30000 | 30000 | 30000 | 30000 | 30000 | 30000 | 30000 | 30000 | 30000 | 30000 | 30000 | 30000 | 30000 | 30000 | 30000 | 14055.875 | 28307 | 30000 | 30000 | 30000 | 30000 | 30000
Legacy non-contract GPUs avg (capped at NewDealIdx-1 level) - Blackwell | GPUs | Modeling |  |  | 0 | 0 | 0 | 0 | 0 | 0 | 2558 | 11192.0417 | 15704.625 | 16181.1667 | 18221.1667 | 19549.1667 | 19549.1667 | 19549.1667 | 19549.1667 | 19549.1667 | 19549.1667 | 19549.1667 | 19549.1667 | 19549.1667 | 19549.1667 | 19549.1667 | 19549.1667 | 19549.1667 | 19549.1667 | 19549.1667 | 19549.1667 | 19549.1667 | 0 | 3437.5104 | 17414.0312 | 19549.1667 | 19549.1667 | 19549.1667 | 19549.1667
Legacy non-contract GPUs avg (capped at NewDealIdx-1 level) - Next-gen | GPUs | Modeling |  |  | 0 | 0 | 0 | 0 | 0 | 0 | 0 | 0 | 0 | 0 | 0 | 0 | 0 | 0 | 0 | 0 | 0 | 0 | 0 | 0 | 0 | 0 | 0 | 0 | 0 | 0 | 0 | 0 | 0 | 0 | 0 | 0 | 0 | 0 | 0
Legacy books (b)+(c) revenue (per-generation GPU share of book revenue) | $M | Modeling |  |  | 65.2967 | 65.2967 | 66.0142 | 72.6166 | 108.5169 | 141.7117 | 170.1468 | 260.8678 | 301.7716 | 310.081 | 337.5489 | 379.0275 | 378.3426 | 374.7429 | 364.9037 | 348.5518 | 342.3962 | 334.0051 | 328.9427 | 320.4853 | 305.5044 | 301.0493 | 296.6686 | 289.2178 | 275.8664 | 272.0082 | 268.2116 | 261.6321 | 269.2242 | 681.2431 | 1328.429 | 1466.541 | 1325.8294 | 1192.4401 | 1077.7183
New 2027+ non-contract IT MW (avg) = (non-contract GPUs - legacy) / GPUs per MW | MW | Modeling |  |  | 0 | 0 | 0 | 0 | 0 | 0 | 0 | 0 | 0 | 0 | 0 | 0 | 33.478 | 116.4756 | 208.8366 | 285.732 | 445.613 | 616.7528 | 746.0716 | 833.6716 | 1010.4952 | 1181.0688 | 1356.2876 | 1531.5063 | 1775.561 | 2019.6157 | 2019.6157 | 2017.1157 | 0 | 0 | 0 | 161.1306 | 660.5273 | 1269.8395 | 1957.977
New 2027+ non-contract IT MW (avg) - GB300/Blackwell (+Hopper) | MW | Modeling |  |  | 0 | 0 | 0 | 0 | 0 | 0 | 0 | 0 | 0 | 0 | 0 | 0 | 33.478 | 111.26 | 203.621 | 276.495 | 337.45 | 370.932 | 370.932 | 370.932 | 395.49 | 420.048 | 420.048 | 420.048 | 420.048 | 420.048 | 420.048 | 417.548 | 0 | 0 | 0 | 156.2135 | 362.5615 | 413.9085 | 419.423
New 2027+ non-contract IT MW (avg) - Vera Rubin | MW | Modeling |  |  | 0 | 0 | 0 | 0 | 0 | 0 | 0 | 0 | 0 | 0 | 0 | 0 | 0 | 5.2156 | 5.2156 | 9.237 | 108.163 | 245.8208 | 375.1396 | 462.7396 | 615.0052 | 761.0208 | 936.2396 | 1111.4583 | 1355.513 | 1599.5677 | 1599.5677 | 1599.5677 | 0 | 0 | 0 | 4.9171 | 297.9658 | 855.931 | 1538.554
New MW added (vintage) - GB300 | MW | Modeling |  |  | 0 | 0 | 0 | 0 | 0 | 0 | 0 | 0 | 0 | 0 | 0 | 0 | 33.478 | 77.782 | 92.361 | 72.874 | 60.955 | 33.482 | 0 | 0 | 24.558 | 24.558 | 0 | 0 | 0 | 0 | 0 | 0 | 0 | 0 | 0 | 276.495 | 94.437 | 49.116 | 0
New MW added (vintage) - Rubin | MW | Modeling |  |  | 0 | 0 | 0 | 0 | 0 | 0 | 0 | 0 | 0 | 0 | 0 | 0 | 0 | 5.2156 | 0 | 4.0214 | 98.926 | 137.6578 | 129.3187 | 87.6 | 152.2656 | 146.0156 | 175.2188 | 175.2188 | 244.0547 | 244.0547 | 0 | 0 | 0 | 0 | 0 | 9.237 | 453.5026 | 648.7188 | 488.1094
New 2027+ MW added (vintage, both generations) | MW | Modeling |  |  | 0 | 0 | 0 | 0 | 0 | 0 | 0 | 0 | 0 | 0 | 0 | 0 | 33.478 | 82.9976 | 92.361 | 76.8954 | 159.881 | 171.1398 | 129.3187 | 87.6 | 176.8236 | 170.5736 | 175.2188 | 175.2188 | 244.0547 | 244.0547 | 0 | 0 | 0 | 0 | 0 | 285.732 | 547.9396 | 697.8347 | 488.1094
Multi-year GB300 ACV by signing vintage ($M/IT MW-yr): v0.6 = MYRate x basis x flat-then-MYDecl path; v0.5 = x Blackwell OD list(v)/list(Q4'26) | $M/IT MW-yr | Filings/Modeling | fixed for contract life |  | 16 | 16 | 16 | 16 | 16 | 16 | 16 | 16 | 16 | 16 | 16 | 16 | 16 | 16 | 16 | 16 | 16 | 16 | 16 | 16 | 15.8786 | 15.7582 | 15.6386 | 15.52 | 15.4023 | 15.2854 | 15.1695 | 15.0544 | 16 | 16 | 16 | 16 | 16 | 15.6989 | 15.2279
Multi-year Rubin ACV by signing vintage: RubinMode 1 = RubinMW x path (direct, no IT/gross toggle); 0 = GB300 x Rubin_Prem x GPUMW_N / ND_GPUMW_GB | $M/IT MW-yr | GPU Market | only generation effect; no extra $/MW decline stacked |  | 16.2 | 16.2 | 16.2 | 16.2 | 16.2 | 16.2 | 16.2 | 16.2 | 16.2 | 16.2 | 16.2 | 16.2 | 16.2 | 16.2 | 16.2 | 16.2 | 16.2 | 16.2 | 16.2 | 16.2 | 16.0771 | 15.9551 | 15.8341 | 15.714 | 15.5948 | 15.4765 | 15.3591 | 15.2426 | 16.2 | 16.2 | 16.2 | 16.2 | 16.2 | 15.8951 | 15.4182
Multi-year ACV by vintage - blended by generation mix of vintage adds | $M/IT MW-yr | Modeling |  |  | 16 | 16 | 16 | 16 | 16 | 16 | 16 | 16 | 16 | 16 | 16 | 16 | 16 | 16.0126 | 16 | 16.0105 | 16.1237 | 16.1609 | 16.2 | 16.2 | 16.0495 | 15.9268 | 15.8341 | 15.714 | 15.5948 | 15.4765 | 15.1695 | 15.0544 | 16 | 16 | 16 | 16.0058 | 16.1712 | 15.8811 | 15.3238
Short-term tranche price index (post-Rubin cut PxCyc for 3 qtrs, then linear recovery over 2 qtrs if STRecov; x annual decline after; reprices every 6 months) | x | GPU Market |  |  | 1 | 1 | 1 | 1 | 1 | 1 | 1 | 1 | 1 | 1 | 1 | 1 | 0.78 | 0.78 | 0.78 | 0.78 | 1 | 1 | 0.98465 | 0.98465 | 0.95465 | 0.95465 | 0.92557 | 0.92557 | 0.89737 | 0.89737 | 0.87004 | 0.87004 | 1 | 1 | 1 | 0.78 | 0.99233 | 0.94011 | 0.88371
Short-term tranche $M/IT MW-yr | $M/IT MW-yr | Filings |  |  | 45 | 45 | 45 | 45 | 45 | 45 | 45 | 45 | 45 | 45 | 45 | 45 | 35.1 | 35.1 | 35.1 | 35.1 | 45 | 45 | 44.3093 | 44.3093 | 42.9594 | 42.9594 | 41.6507 | 41.6507 | 40.3819 | 40.3819 | 39.1517 | 39.1517 | 45 | 45 | 45 | 35.1 | 44.6546 | 42.3051 | 39.7668
Legacy non-contract IT MW (avg) | MW | Modeling |  |  | 19.2328 | 19.2328 | 19.2328 | 21.1564 | 32.5778 | 42.0757 | 47.1917 | 64.4598 | 73.485 | 74.4381 | 78.5181 | 81.1741 | 81.1741 | 81.1741 | 81.1741 | 81.1741 | 81.1741 | 81.1741 | 81.1741 | 81.1741 | 81.1741 | 81.1741 | 81.1741 | 81.1741 | 81.1741 | 81.1741 | 81.1741 | 81.1741 | 19.7137 | 46.5763 | 76.9038 | 81.1741 | 81.1741 | 81.1741 | 81.1741
Short-term tranche IT MW = STShare x TOTAL average active MW (from NewDealIdx), carved out of legacy + new non-contract MW | MW | GPU Market | v0.5: share of total capacity, toggled on capacity (not revenue) |  | 0 | 0 | 0 | 0 | 0 | 0 | 0 | 0 | 0 | 0 | 0 | 0 | 12.9677 | 18.8878 | 27.0832 | 36.0536 | 47.363 | 56.3726 | 62.4861 | 66.6351 | 74.792 | 82.6364 | 90.4137 | 98.1911 | 109.3299 | 120.4688 | 120.4688 | 120.4688 | 0 | 0 | 0 | 23.7481 | 58.2142 | 86.5083 | 117.6841
Carve-out factor = short-term MW / (legacy + new non-contract MW; GB300-era only if STGBOnly) | % | Modeling |  |  | 0% | 0% | 0% | 0% | 0% | 0% | 0% | 0% | 0% | 0% | 0% | 0% | 11.31% | 9.815% | 9.51% | 10.08% | 11.31% | 12.47% | 13.82% | 14.74% | 15.69% | 16.49% | 18.04% | 19.59% | 21.81% | 24.04% | 24.04% | 24.16% | 0% | 0% | 0% | 10.18% | 13.09% | 17.45% | 23.51%
Multi-year revenue at contracted rate (all new MW at MYRate path; used for RPO sold/unsold split) | $M | Modeling |  |  | 0 | 0 | 0 | 0 | 0 | 0 | 0 | 0 | 0 | 0 | 0 | 0 | 133.912 | 466.1633 | 835.6073 | 1143.3898 | 1787.8602 | 2479.3024 | 3003.0433 | 3357.8233 | 4067.3079 | 4746.4805 | 5440.089 | 6128.4358 | 7079.9316 | 8024.2094 | 8024.2094 | 8024.2094 | 0 | 0 | 0 | 2579.0723 | 10628.0292 | 20382.3132 | 31152.5596
Contracted vs unsold new MW from RPO (Q2'26 Note 2: RPO $37.49B, 36% recognised Jul'26-Jun'28) - Capacity site tags due Tuesday
Window revenue Jul'26-Jun'28 already covered ex new MW: book (a) + post-term + legacy (b)+(c) (memo, col F) | $M | Modeling |  |  | 2024-03-31: 10658.7486
RPO backlog recognised in window remaining for new MW = MAX(0, RPO24 - covered) | $M | Filings |  |  | 2024-03-31: 2837.6514
Sold share of new 2027+ MW through Q2'28 = MIN(1, RPO for new MW / window multi-year revenue at contracted rate) | % | Modeling |  |  | 2024-03-31: 41.45%
Contracted (sold) new MW = sold share x new MW at Q2'28; vintages filled first-in | MW | Modeling |  |  | 2024-03-31: 255.6339
Cumulative new MW added (vintage) | MW | Modeling |  |  | 0 | 0 | 0 | 0 | 0 | 0 | 0 | 0 | 0 | 0 | 0 | 0 | 33.478 | 116.4756 | 208.8366 | 285.732 | 445.613 | 616.7528 | 746.0716 | 833.6716 | 1010.4952 | 1181.0688 | 1356.2876 | 1531.5063 | 1775.561 | 2019.6157 | 2019.6157 | 2019.6157 | 0 | 0 | 0 | 285.732 | 833.6716 | 1531.5063 | 2019.6157
Sold (contracted) portion of vintage | MW | Modeling |  |  | 0 | 0 | 0 | 0 | 0 | 0 | 0 | 0 | 0 | 0 | 0 | 0 | 33.478 | 82.9976 | 92.361 | 46.7972 | 0 | 0 | 0 | 0 | 0 | 0 | 0 | 0 | 0 | 0 | 0 | 0 | 0 | 0 | 0 | 255.6339 | 0 | 0 | 0
Vintage sold/unsold weight = (sold + unsold x MYRateU/MYRate) / vintage MW | x | Modeling |  |  | 0 | 0 | 0 | 0 | 0 | 0 | 0 | 0 | 0 | 0 | 0 | 0 | 1 | 1 | 1 | 1 | 1 | 1 | 1 | 1 | 1 | 1 | 1 | 1 | 1 | 1 | 0 | 0 | 0 | 0 | 0 | 1 | 1 | 1 | 0.5
v0.8b: sold (RPO-contracted) share of vintage | % | Modeling |  |  | 0% | 0% | 0% | 0% | 0% | 0% | 0% | 0% | 0% | 0% | 0% | 0% | 100% | 100% | 100% | 60.86% | 0% | 0% | 0% | 0% | 0% | 0% | 0% | 0% | 0% | 0% | 0% | 0% | 0% | 0% | 0% | 90.21% | 0% | 0% | 0%
v0.8b: UNSOLD GB300 vintage rate ($M/IT MW-yr): UncPx x path if UncPxOn, else ACV x MYRateU/MYRate | $M/IT MW-yr | Skeptic |  |  | 16 | 16 | 16 | 16 | 16 | 16 | 16 | 16 | 16 | 16 | 16 | 16 | 16 | 16 | 16 | 16 | 16 | 16 | 16 | 16 | 15.8786 | 15.7582 | 15.6386 | 15.52 | 15.4023 | 15.2854 | 15.1695 | 15.0544 | 16 | 16 | 16 | 16 | 16 | 15.6989 | 15.2279
v0.8b: UNSOLD Rubin vintage rate ($M/IT MW-yr): UncPx x path if UncPxOn, else Rubin ACV x MYRateU/MYRate | $M/IT MW-yr | Skeptic |  |  | 16.2 | 16.2 | 16.2 | 16.2 | 16.2 | 16.2 | 16.2 | 16.2 | 16.2 | 16.2 | 16.2 | 16.2 | 16.2 | 16.2 | 16.2 | 16.2 | 16.2 | 16.2 | 16.2 | 16.2 | 16.0771 | 15.9551 | 15.8341 | 15.714 | 15.5948 | 15.4765 | 15.3591 | 15.2426 | 16.2 | 16.2 | 16.2 | 16.2 | 16.2 | 15.8951 | 15.4182
Multi-year tranche revenue = GB300 vintages x (1 - carve-out) + Rubin vintages x (1 - carve-out unless STGBOnly), each x ACV x sold/unsold weight /4 | $M | Modeling | take-or-pay, no utilization haircut; unsold MW repriced at MYRateU (headline sens $18/22/25) |  | 0 | 0 | 0 | 0 | 0 | 0 | 0 | 0 | 0 | 0 | 0 | 0 | 118.7659 | 422.4817 | 758.1521 | 1031.9052 | 1635.1444 | 2294.2981 | 2797.9756 | 3139.1393 | 3819.2041 | 4469.8353 | 5137.4072 | 5799.7175 | 6713.9231 | 7620.9109 | 7620.9109 | 7618.8892 | 0 | 0 | 0 | 2331.3049 | 9866.5574 | 19226.164 | 29574.634
GB300 vintage rate at year-3 renewal (prevailing curve at vintage + 12 qtrs; beyond Q4'30 extrapolated at MYDecl) | $M/IT MW-yr | Contracts | ThreeYrOn option |  | 16 | 16 | 16 | 16 | 16 | 16 | 16 | 16 | 15.8786 | 15.7582 | 15.6386 | 15.52 | 15.4023 | 15.2854 | 15.1695 | 15.0544 | 14.6028 | 14.6028 | 14.6028 | 14.6028 | 14.492 | 14.3821 | 14.273 | 14.1647 | 14.0572 | 13.9506 | 13.8448 | 13.7397 | 16 | 16 | 15.6989 | 15.2279 | 14.6028 | 14.3279 | 13.8981
3-yr deal re-pricing adjustment = ThreeYrSh x GB300 vintages renewed (age >= 12 qtrs) x (renewal rate - original) /4 | $M | Contracts | bear option |  | 0 | 0 | 0 | 0 | 0 | 0 | 0 | 0 | 0 | 0 | 0 | 0 | 0 | 0 | 0 | 0 | 0 | 0 | 0 | 0 | 0 | 0 | 0 | 0 | 0 | 0 | 0 | 0 | 0 | 0 | 0 | 0 | 0 | 0 | 0
v0.8b: Rubin vintage rate at year-3 renewal (prevailing Rubin curve at vintage + 12 qtrs) | $M/IT MW-yr | Contracts |  |  | 16.2 | 16.2 | 16.2 | 16.2 | 16.2 | 16.2 | 16.2 | 16.2 | 16.0771 | 15.9551 | 15.8341 | 15.714 | 15.5948 | 15.4765 | 15.3591 | 15.2426 | 14.7853 | 14.7853 | 14.7853 | 14.7853 | 14.6731 | 14.5618 | 14.4514 | 14.3417 | 14.2329 | 14.125 | 14.0178 | 13.9115 | 16.2 | 16.2 | 15.8951 | 15.4182 | 14.7853 | 14.507 | 14.0718
v0.8d: LEASED GB300 renewal rate = UncGBRen x price path at renewal (vintage + 4 x term) | $M/IT MW-yr | Skeptic |  |  | 16.5 | 16.5 | 16.5 | 16.5 | 16.5 | 16.5 | 16.5 | 16.5 | 16.3748 | 16.2506 | 16.1273 | 16.005 | 15.8836 | 15.7631 | 15.6435 | 15.5249 | 15.4071 | 15.2902 | 15.1742 | 15.0591 | 14.9449 | 14.8315 | 14.719 | 14.6073 | 14.4965 | 14.3866 | 14.2774 | 14.1691 | 16.5 | 16.5 | 16.1894 | 15.7038 | 15.2327 | 14.7757 | 14.3324
v0.8d: unsold GB300 renewal step ($M/IT MW-yr): UncPxOn -> prevailing curve - UncPx; split -> UncGBRen path - UncGBPx; else 0 | $M/IT MW-yr | Skeptic |  |  | 0 | 0 | 0 | 0 | 0 | 0 | 0 | 0 | 0 | 0 | 0 | 0 | 0 | 0 | 0 | 0 | 0 | 0 | 0 | 0 | 0 | 0 | 0 | 0 | 0 | 0 | 0 | 0 | 0 | 0 | 0 | 0 | 0 | 0 | 0
v0.8d: unsold Rubin renewal step: UncPxOn -> prevailing Rubin curve - UncPx at 12 qtrs; split -> 0 (5-yr, renews flat) | $M/IT MW-yr | Skeptic |  |  | 0 | 0 | 0 | 0 | 0 | 0 | 0 | 0 | 0 | 0 | 0 | 0 | 0 | 0 | 0 | 0 | 0 | 0 | 0 | 0 | 0 | 0 | 0 | 0 | 0 | 0 | 0 | 0 | 0 | 0 | 0 | 0 | 0 | 0 | 0
v0.8b/d: unsold re-pricing at renewal = UNSOLD vintages aged >= renewal age (GB300 UncRenAge, Rubin 12 under UncPxOn) x renewal step / 4 | $M | Skeptic | UncRenew |  | 0 | 0 | 0 | 0 | 0 | 0 | 0 | 0 | 0 | 0 | 0 | 0 | 0 | 0 | 0 | 0 | 0 | 0 | 0 | 0 | 0 | 0 | 0 | 0 | 0 | 0 | 0 | 0 | 0 | 0 | 0 | 0 | 0 | 0 | 0
Short-term tranche revenue = short-term MW x STRate x price index x STOcc /4 | $M | Modeling | STOcc = occupancy between deals (Estimated 85%): $45M x 85% ~ $38M/IT MW-yr |  | 0 | 0 | 0 | 0 | 0 | 0 | 0 | 0 | 0 | 0 | 0 | 0 | 96.7231 | 140.8793 | 202.007 | 268.9148 | 452.9082 | 539.0628 | 588.3515 | 627.4172 | 682.7667 | 754.3772 | 800.2314 | 869.067 | 938.176 | 1033.7603 | 1002.2678 | 1002.2678 | 0 | 0 | 0 | 708.5242 | 2207.7397 | 3106.4423 | 3976.4717
New-deal adjustment = IF(NewDealOn, legacy b+c + multi-year + short-term - (b+c GPU-hour engine), 0) | $M | Modeling |  |  | 0 | 0 | 0 | 0 | 0 | 0 | 0 | 0 | 0 | 0 | 0 | 0 | -18.0228 | -130.1546 | -195.4233 | -177.5856 | -388.8162 | -732.5026 | -1066.5169 | -1220.1229 | -1420.938 | -1745.611 | -2149.8853 | -2426.1488 | -2626.985 | -3090.7279 | -3068.4034 | -2880.135 | 0 | 0 | 0 | -521.1864 | -3407.9586 | -7742.5831 | -11666.2513
Memo: multi-year new-MW revenue per IT MW-yr (before carve-out) | $M/IT MW-yr | Modeling |  |  | 0 | 0 | 0 | 0 | 0 | 0 | 0 | 0 | 0 | 0 | 0 | 0 | 16 | 16.009 | 16.005 | 16.0065 | 16.0485 | 16.0797 | 16.1006 | 16.111 | 16.1003 | 16.0752 | 16.0441 | 16.0063 | 15.9497 | 15.8925 | 15.8925 | 15.9122 | 0 | 0 | 0 | 16.0051 | 16.085 | 16.0565 | 15.9118
Revenue roll-up
Asset-light partner revenue | $M | GPU Market |  |  | 0 | 0 | 0 | 0 | 0 | 0 | 0 | 0 | 0 | 0 | 0 | 0 | 0 | 0 | 0 | 0 | 0 | 0 | 0 | 0 | 0 | 0 | 0 | 0 | 0 | 0 | 0 | 0 | 0 | 0 | 0 | 0 | 0 | 0 | 0
AI cloud revenue - model before June-exit overlay | $M | Modeling |  |  | 65.2967 | 65.2967 | 66.0142 | 72.6166 | 108.5169 | 141.7117 | 170.1468 | 308.9549 | 470.1899 | 574.9 | 667.1384 | 801.3942 | 1019.7944 | 1625.1205 | 2454.0415 | 3077.9173 | 4005.3903 | 4739.3992 | 5283.4862 | 5653.4861 | 6373.2194 | 7089.3078 | 7794.4721 | 8515.0235 | 9481.4716 | 10474.9821 | 10440.6055 | 10554.8422 | 269.2242 | 729.3303 | 2513.6225 | 8176.8737 | 19681.7618 | 29772.0229 | 40951.9014
June exit run-rate overlay (JuneExitOn): Q3'26 >= ARR/4 before new MW, held flat | $M | Filings | MAX(0, ARR/4 - model Q3'26 AI revenue); not tied to MW; held flat in $ |  | 0 | 0 | 0 | 0 | 0 | 0 | 0 | 0 | 0 | 0 | 0 | 0 | 0 | 0 | 0 | 0 | 0 | 0 | 0 | 0 | 0 | 0 | 0 | 0 | 0 | 0 | 0 | 0 | 0 | 0 | 0 | 0 | 0 | 0 | 0
AI cloud revenue - model | $M | Modeling |  |  | 65.2967 | 65.2967 | 66.0142 | 72.6166 | 108.5169 | 141.7117 | 170.1468 | 308.9549 | 470.1899 | 574.9 | 667.1384 | 801.3942 | 1019.7944 | 1625.1205 | 2454.0415 | 3077.9173 | 4005.3903 | 4739.3992 | 5283.4862 | 5653.4861 | 6373.2194 | 7089.3078 | 7794.4721 | 8515.0235 | 9481.4716 | 10474.9821 | 10440.6055 | 10554.8422 | 269.2242 | 729.3303 | 2513.6225 | 8176.8737 | 19681.7618 | 29772.0229 | 40951.9014
Other businesses revenue (Avride, TripleTen, elims) | $M | Filings | History = group - AI cloud (Hist) |  | 1.1 | 1.4 | 3.2 | 3.5 | 9.5 | 11.5 | 7.3 | 13.5 | 9.3 | 7.4 | 7.548 | 7.699 | 7.8529 | 8.01 | 8.1702 | 8.3336 | 8.5003 | 8.6703 | 8.8437 | 9.0206 | 9.201 | 9.385 | 9.5727 | 9.7641 | 9.9594 | 10.1586 | 10.3618 | 10.569 | 9.2 | 41.8 | 31.947 | 32.3667 | 35.0348 | 37.9228 | 41.0488
Group revenue - model | $M | Modeling |  |  | 66.3967 | 66.6967 | 69.2142 | 76.1166 | 118.0169 | 153.2117 | 177.4468 | 322.4549 | 479.4899 | 582.3 | 674.6864 | 809.0931 | 1027.6473 | 1633.1305 | 2462.2117 | 3086.2509 | 4013.8906 | 4748.0695 | 5292.3299 | 5662.5066 | 6382.4204 | 7098.6928 | 7804.0448 | 8524.7877 | 9491.4311 | 10485.1407 | 10450.9673 | 10565.4112 | 278.4242 | 771.1303 | 2545.5694 | 8209.2404 | 19716.7966 | 29809.9457 | 40992.9503
GROUP REVENUE (used: actual for history, model for forecast) | $M | Modeling |  |  | 11.4 | 14.5 | 32.1 | 35.2 | 50.9 | 105.1 | 146.1 | 227.7 | 399 | 582.3 | 674.6864 | 809.0931 | 1027.6473 | 1633.1305 | 2462.2117 | 3086.2509 | 4013.8906 | 4748.0695 | 5292.3299 | 5662.5066 | 6382.4204 | 7098.6928 | 7804.0448 | 8524.7877 | 9491.4311 | 10485.1407 | 10450.9673 | 10565.4112 | 93.2 | 529.8 | 2465.0795 | 8209.2404 | 19716.7966 | 29809.9457 | 40992.9503
AI cloud revenue (used) | $M | Modeling |  |  | 10.3 | 13.1 | 28.9 | 31.7 | 41.4 | 93.6 | 138.8 | 214.2 | 389.7 | 574.9 | 667.1384 | 801.3942 | 1019.7944 | 1625.1205 | 2454.0415 | 3077.9173 | 4005.3903 | 4739.3992 | 5283.4862 | 5653.4861 | 6373.2194 | 7089.3078 | 7794.4721 | 8515.0235 | 9481.4716 | 10474.9821 | 10440.6055 | 10554.8422 | 84 | 488 | 2433.1326 | 8176.8737 | 19681.7618 | 29772.0229 | 40951.9014
Model vs actual AI cloud revenue (history calibration) | % | Modeling | model / actual - 1 (history only) |  | 2024-03-31: 533.9%; 2024-06-30: 398.4%; 2024-09-30: 128.4%; 2024-12-31: 129.1%; 2025-03-31: 162.1%; 2025-06-30: 51.4%; 2025-09-30: 22.58%; 2025-12-31: 44.24%; 2026-03-31: 20.65%; 2026-06-30: 0%
Book mix & list-price exposure
Book (a) share of AI cloud model revenue | % | Modeling |  |  | 0% | 0% | 0% | 0% | 0% | 0% | 0% | 15.56% | 35.82% | 46.06% | 49.4% | 52.7% | 45.97% | 44.54% | 47.42% | 47.55% | 40.29% | 34.05% | 30.54% | 28.54% | 25.32% | 22.76% | 20.7% | 18.95% | 17.02% | 15.41% | 15.46% | 14.49% | 0% | 6.593% | 47.15% | 46.72% | 32.8% | 21.68% | 15.56%
Book (b) share | % | Modeling |  |  | 81.61% | 81.61% | 81.61% | 81.61% | 85.17% | 85.17% | 85.19% | 71.96% | 55.92% | 46.99% | 43.92% | 40.4% | 47.95% | 54.87% | 52.44% | 50.45% | 59.83% | 70.17% | 77.28% | 80.21% | 83.61% | 87.83% | 92.16% | 94.46% | 95.45% | 98.4% | 98.25% | 95.59% | 81.61% | 79.58% | 45.74% | 51.61% | 72.86% | 89.96% | 96.96%
Book (c) share | % | Modeling |  |  | 18.39% | 18.39% | 18.39% | 18.39% | 14.83% | 14.83% | 14.81% | 12.47% | 8.264% | 6.945% | 6.673% | 6.898% | 7.852% | 8.598% | 8.108% | 7.767% | 9.589% | 11.23% | 12.36% | 12.82% | 13.36% | 14.03% | 14.72% | 15.08% | 15.24% | 15.7% | 15.68% | 15.25% | 18.39% | 13.82% | 7.105% | 8.045% | 11.66% | 14.37% | 15.47%
Post-term merchant share | % | Modeling |  |  | 0% | 0% | 0% | 0% | 0% | 0% | 0% | 0% | 0% | 0% | 0% | 0% | 0% | 0% | 0% | 0% | 0% | 0% | 0% | 0% | 0% | 0% | 0% | 0% | 0% | 0% | 0% | 1.951% | 0% | 0% | 0% | 0% | 0% | 0% | 0.5028%
List-price-sensitive revenue (b + c) | $M | Modeling | Sensitivity base |  | 65.2967 | 65.2967 | 66.0142 | 72.6166 | 108.5169 | 141.7117 | 170.1468 | 260.8678 | 301.7716 | 310.081 | 337.5489 | 379.0275 | 569.0619 | 1031.4768 | 1485.7848 | 1791.8229 | 2780.5265 | 3858.2218 | 4736.3231 | 5259.9289 | 6180.4774 | 7221.2388 | 8330.6775 | 9327.4923 | 10494.7767 | 11952.03 | 11895.3288 | 11699.7255 | 269.2242 | 681.2431 | 1328.429 | 4878.1464 | 16635.0004 | 31059.886 | 46041.861
ARR check at 6/30 - JUNE RUN-RATE basis (June list + renewals signed by 6/30; NOT H2 average or Oct-1 prices)
Reported ARR at 6/30/26 ($M) |  |  | Q2 letter; mgmt definition per Hist note = last-month AI cloud revenue x 12 (scope/segment pending Filings) | 3000
Model take-or-pay June run-rate x 12 |  |  | Microsoft T1-T2 at end-June ramp point (avg of Q2, Q3 quarterly) + Meta #1 Q2; excludes T3-T4 (delivered Jul-Aug) | 1155.9033
Model reserved + on-demand June run-rate x 12 |  |  | Q2 books (b)+(c) x end/avg fleet; Hopper on-demand at June list ($3.85 H100); reserved at contracted (signed) rates | 1301.0453
Model June run-rate (annualized) |  |  |  | 2456.9486
per energized IT MW at 6/30 ($M/MW-yr; team ~13.3-13.5) |  |  |  | 13.4635
UNEXPLAINED ARR RESIDUAL (reported ARR - model June run-rate) - NOT unseen capacity |  |  | Pending Filings: ARR segment scope; does ARR include signed-not-billing tranches? Evidence line only for Oklahoma/Minnesota; NOT plugged | 543.0514
MW-equivalent at model June run-rate per MW |  |  | team estimate ~$0.65-0.7B / ~45-50 MW | 40.3351
June 2026 AI cloud revenue (monthly) = ARR / 12 (Filings: ARR = June recognized x 12, no signed-not-billing) |  |  |  | 250
Q2'26 average monthly AI cloud revenue |  |  |  | 191.6333
June step-up vs March (monthly, $M) |  |  | INFO: ~$88M/mo | 88
= IT MW at take-or-pay pricing (step x 12 / ACV_2026 $12M/MW) - UPPER END; fewer MW if reserved at Q2 renewal rates |  |  | INFO only; not plugged. Toggle JuneExitOn tests Q3 from June exit | 88
Cross-check: residual at team June basis = ARR - 6/30 MW x $13.5M/MW (low) |  |  | team basis ~$13.3-13.5M/MW (June list + renewals signed by 6/30) | 536.389
Cross-check: residual at team June basis = ARR - 6/30 MW x $13.3M/MW (high) |  |  |  | 572.887
Model residual MW-equivalent at team $13.3-13.5M/MW (low end, /13.5) |  |  |  | 40.226
Model residual MW-equivalent at team $13.3-13.5M/MW (high end, /13.3) |  |  | Not used in revenue, capacity or valuation (no plug) | 40.8309

## Capex_DA
Capex_DA
Capex by asset class (IT/GPU by generation vintage, shell, power/electrical, maintenance) and depreciation waterfalls by vintage cohort with per-vintage life and optional impairment.
Line item | Unit | Owner | Tag / source / method | Open | Q1'24 | Q2'24 | Q3'24 | Q4'24 | Q1'25 | Q2'25 | Q3'25 | Q4'25 | Q1'26 | Q2'26 | Q3'26 | Q4'26 | Q1'27 | Q2'27 | Q3'27 | Q4'27 | Q1'28 | Q2'28 | Q3'28 | Q4'28 | Q1'29 | Q2'29 | Q3'29 | Q4'29 | Q1'30 | Q2'30 | Q3'30 | Q4'30 | FY2024 | FY2025 | FY2026 | FY2027 | FY2028 | FY2029 | FY2030
Period end |  |  |  |  | 2024-03-31 | 2024-06-30 | 2024-09-30 | 2024-12-31 | 2025-03-31 | 2025-06-30 | 2025-09-30 | 2025-12-31 | 2026-03-31 | 2026-06-30 | 2026-09-30 | 2026-12-31 | 2027-03-31 | 2027-06-30 | 2027-09-30 | 2027-12-31 | 2028-03-31 | 2028-06-30 | 2028-09-30 | 2028-12-31 | 2029-03-31 | 2029-06-30 | 2029-09-30 | 2029-12-31 | 2030-03-31 | 2030-06-30 | 2030-09-30 | 2030-12-31
Index |  |  |  | 0 | 1 | 2 | 3 | 4 | 5 | 6 | 7 | 8 | 9 | 10 | 11 | 12 | 13 | 14 | 15 | 16 | 17 | 18 | 19 | 20 | 21 | 22 | 23 | 24 | 25 | 26 | 27 | 28
A = actual / F = forecast | bar: 2024-03-31 to 2030-12-31
Fiscal year |  |  |  |  | 2024 | 2024 | 2024 | 2024 | 2025 | 2025 | 2025 | 2025 | 2026 | 2026 | 2026 | 2026 | 2027 | 2027 | 2027 | 2027 | 2028 | 2028 | 2028 | 2028 | 2029 | 2029 | 2029 | 2029 | 2030 | 2030 | 2030 | 2030 | 2024 | 2025 | 2026 | 2027 | 2028 | 2029 | 2030
Life & impairment parameters (live)
Depreciation life used - Hopper (quarters) |  |  |  |  | 2024-03-31: 20; 2024-06-30: Impairment qtr (999 = none); 2025-06-30: 999
Depreciation life used - Blackwell (quarters) |  |  |  |  | 2024-03-31: 20; 2024-06-30: Impairment qtr (999 = none); 2025-06-30: 999
Depreciation life used - Next-gen (quarters) |  |  |  |  | 2024-03-31: 20; 2024-06-30: Impairment qtr (999 = none); 2025-06-30: 999
Capitalized interest life (quarters) |  |  |  |  | 2024-03-31: 20
Shell life (quarters) |  |  |  |  | 2024-03-31: 80
Power/electrical life (quarters) |  |  |  |  | 2024-03-31: 40
Maintenance capex life (quarters) |  |  |  |  | 2024-03-31: 20
Capex build
New active IT MW (Revenue) | MW | Revenue |  |  | 0 | 0 | 0 | 5 | 20 | 0 | 11.3637 | 79.2347 | 32.6638 | 11.5 | 0 | 34.5 | 84.7298 | 152.0728 | 175.7446 | 183.0705 | 269.3035 | 91.0815 | 153.4595 | 12.5 | 313.7755 | 0 | 311.094 | 0 | 445.555 | 0 | 0 | 0 | 5 | 110.5984 | 78.6637 | 595.6176 | 526.3445 | 624.8695 | 445.555
Owned share of active IT MW (Sites) | % | Sites |  |  | 100% | 100% | 100% | 81.97% | 47.62% | 47.62% | 57.69% | 41.08% | 39.88% | 37.36% | 31.42% | 22.6% | 17.07% | 16.19% | 21.25% | 30.07% | 34.44% | 42.02% | 41.63% | 49.92% | 49.92% | 57.85% | 57.85% | 65.65% | 65.65% | 65.65% | 65.65% | 70.87% | 95.49% | 48.5% | 32.81% | 21.14% | 42% | 57.82% | 66.95%
Historical capex (Hist, used) | $M | Filings |  |  | 2024-03-31: 130; 2024-06-30: 130; 2024-09-30: 129.9; 2024-12-31: 417.6; 2025-03-31: 544; 2025-06-30: 510.6; 2025-09-30: 955.5; 2025-12-31: 2056; 2026-03-31: 2472.9; 2026-06-30: 5657.4 | 807.5 | 4066.1 | 8130.3 | 0 | 0 | 0 | 0
IT/GPU capex - Hopper vintage | $M | Modeling | Forecast: GPUs added (lead GPULead) x $/GPU (method 1) or $M/IT MW (method 2) | 142.4 | 104 | 104 | 103.92 | 334.08 | 261.12 | 245.088 | 458.64 | 986.88 | 197.832 | 452.592 | 0 | 0 | 0 | 0 | 0 | 0 | 0 | 0 | 0 | 0 | 0 | 0 | 0 | 0 | 0 | 0 | 0 | 0 | 646 | 1951.728 | 650.424 | 0 | 0 | 0 | 0
IT/GPU capex - Blackwell vintage | $M | Modeling | Forecast: GPUs added (lead GPULead) x $/GPU (method 1) or $M/IT MW (method 2) | 0 | 0 | 0 | 0 | 0 | 174.08 | 163.392 | 305.76 | 657.92 | 1780.488 | 4073.328 | 3053.5086 | 5243.9876 | 5877.5528 | 4177.3476 | 4885.534 | 0 | 0 | 0 | 2586.6393 | 0 | 0 | 0 | 0 | 0 | 0 | 0 | 0 | 0 | 0 | 1301.152 | 14151.3122 | 14940.4344 | 2586.6393 | 0 | 0
IT/GPU capex - Next-gen vintage | $M | Modeling | Forecast: GPUs added (lead GPULead) x $/GPU (method 1) or $M/IT MW (method 2) | 0 | 0 | 0 | 0 | 0 | 0 | 0 | 0 | 0 | 0 | 0 | 0 | 268.0207 | 668.7291 | 2773.4619 | 5500.6578 | 3652.3681 | 6153.726 | 501.25 | 9842.8798 | 0 | 12474.8694 | 0 | 17866.7555 | 0 | 0 | 0 | 0 | 0 | 0 | 0 | 268.0207 | 12595.217 | 16497.8557 | 30341.6249 | 0
Shell/building capex (owned sites only) | $M | Modeling | New MW (lead DCLead) x owned share x ShellMW | 0 | 10.4 | 10.4 | 10.392 | 33.408 | 43.52 | 40.848 | 76.44 | 164.48 | 197.832 | 452.592 | 34.7203 | 91.7878 | 265.3894 | 572.4431 | 294.6806 | 575.4731 | 0 | 1003.5881 | 0 | 1166.6025 | 0 | 1670.8312 | 0 | 0 | 0 | 0 | 0 | 0 | 64.6 | 325.288 | 776.9321 | 1707.9862 | 2170.1906 | 1670.8312 | 0
Power/electrical capex (owned sites only) | $M | Modeling | New MW (lead DCLead) x owned share x PowerMW | 0 | 15.6 | 15.6 | 15.588 | 50.112 | 65.28 | 61.272 | 114.66 | 246.72 | 296.748 | 678.888 | 81.0141 | 214.1716 | 619.2419 | 1335.7006 | 687.5881 | 1342.7706 | 0 | 2341.7056 | 0 | 2722.0725 | 0 | 3898.6062 | 0 | 0 | 0 | 0 | 0 | 0 | 96.9 | 487.932 | 1270.8216 | 3985.3012 | 5063.7781 | 3898.6062 | 0
Maintenance/other capex | $M | Modeling | MaintPct x revenue (forecast) | 0 | 0 | 0 | 0 | 0 | 0 | 0 | 0 | 0 | 0 | 0 | 13.4937 | 16.1819 | 20.5529 | 32.6626 | 49.2442 | 61.725 | 80.2778 | 94.9614 | 105.8466 | 113.2501 | 127.6484 | 141.9739 | 156.0809 | 170.4958 | 189.8286 | 209.7028 | 209.0193 | 211.3082 | 0 | 0 | 29.6756 | 164.1848 | 394.3359 | 596.1989 | 819.859
Lease prepayments on new leased IT MW (LeasePrepay; at shell/power timing) | $M | Filings | upfront cost; amortised over Life_Pow; not replaced |  | 0 | 0 | 0 | 0 | 0 | 0 | 0 | 0 | 0 | 0 | 228.5024 | 242.0285 | 179.68 | 186.6432 | 20 | 0 | 20 | 73.8432 | 0 | 0 | 0 | 0 | 0 | 0 | 0 | 0 | 0 | 0 | 0 | 0 | 470.5309 | 386.3232 | 93.8432 | 0 | 0
GPU end-of-life replacement capex (cohort cost at GPU life) | $M | Modeling | ReplOn; replaced at original cost; depreciated at next-gen life | 0 | 0 | 0 | 0 | 0 | 0 | 0 | 0 | 0 | 0 | 0 | 0 | 0 | 0 | 0 | 0 | 0 | 0 | 0 | 0 | 142.4 | 104 | 104 | 103.92 | 334.08 | 435.2 | 408.48 | 764.4 | 1644.8 | 0 | 0 | 0 | 0 | 142.4 | 646 | 3252.88
GPU residual / resale proceeds at refresh, after tax (GPU_Resid x replaced cohort cost x (1 - TaxRate); NBV 0) | $M | GPU Market | v0.7b: retired fleet was written to zero with no resale; revenue continues on the replacement GPUs |  | 0 | 0 | 0 | 0 | 0 | 0 | 0 | 0 | 0 | 0 | 0 | 0 | 0 | 0 | 0 | 0 | 0 | 0 | 0 | 15.8491 | 11.5752 | 11.5752 | 11.5663 | 37.1831 | 48.4378 | 45.4638 | 85.0777 | 183.0662 | 0 | 0 | 0 | 0 | 15.8491 | 71.8998 | 362.0455
Path-consistent capex (GPU + shell + power + maintenance + replacement + lease prepayments) | $M | Modeling |  |  | 130 | 130 | 129.9 | 417.6 | 544 | 510.6 | 955.5 | 2056 | 2472.9 | 5657.4 | 3411.2391 | 6076.178 | 7631.1461 | 9078.2591 | 11437.7048 | 5632.3369 | 6254.0038 | 4015.3483 | 12535.3656 | 4144.3251 | 12706.5178 | 5815.4114 | 18126.7564 | 504.5758 | 625.0286 | 618.1828 | 973.4193 | 1856.1082 | 807.5 | 4066.1 | 17617.7171 | 33779.4469 | 26949.0429 | 37153.2613 | 4072.739
Consensus capex overlay (IT cohort; CapexMode = 1, FY27 only) | $M | Skeptic | calc: Cons FY27 capex / 4 - path capex; depreciated at Blackwell life |  | 0 | 0 | 0 | 0 | 0 | 0 | 0 | 0 | 0 | 0 | 0 | 0 | 0 | 0 | 0 | 0 | 0 | 0 | 0 | 0 | 0 | 0 | 0 | 0 | 0 | 0 | 0 | 0 | 0 | 0 | 0 | 0 | 0 | 0 | 0
TOTAL CAPEX | $M | Modeling |  |  | 130 | 130 | 129.9 | 417.6 | 544 | 510.6 | 955.5 | 2056 | 2472.9 | 5657.4 | 3411.2391 | 6076.178 | 7631.1461 | 9078.2591 | 11437.7048 | 5632.3369 | 6254.0038 | 4015.3483 | 12535.3656 | 4144.3251 | 12706.5178 | 5815.4114 | 18126.7564 | 504.5758 | 625.0286 | 618.1828 | 973.4193 | 1856.1082 | 807.5 | 4066.1 | 17617.7171 | 33779.4469 | 26949.0429 | 37153.2613 | 4072.739
Memo: new-build capex (GPU + shell + power) - prepayment base | $M | Modeling |  |  | 130 | 130 | 129.9 | 417.6 | 544 | 510.6 | 955.5 | 2056 | 2472.9 | 5657.4 | 3169.243 | 5817.9676 | 7430.9131 | 8858.9533 | 11368.4606 | 5570.6119 | 6153.726 | 3846.5437 | 12429.5191 | 3888.675 | 12474.8694 | 5569.4375 | 17866.7555 | 0 | 0 | 0 | 0 | 0 | 807.5 | 4066.1 | 17117.5106 | 33228.9389 | 26318.4637 | 35911.0624 | 0
Check: history capex split = reported (should be 0) | $M | Modeling |  |  | 2024-03-31: 0; 2024-06-30: 0; 2024-09-30: 0; 2024-12-31: 0; 2025-03-31: 0; 2025-06-30: 0; 2025-09-30: 0; 2025-12-31: 0; 2026-03-31: 0; 2026-06-30: 0 | 0 | 0 | 0 | 0 | 0 | 0 | 0
GPU depreciation waterfall by vintage cohort (straight-line from PISLag quarters after spend; impairment writes down NBV of cohorts placed up to the impairment quarter)
Hopper: dep. of cohorts placed <= impairment qtr (pre-write-down) | $M | Modeling |  |  | 7.12 | 12.32 | 17.52 | 22.716 | 39.42 | 52.476 | 64.7304 | 87.6624 | 137.0064 | 146.898 | 169.5276 | 169.5276 | 169.5276 | 169.5276 | 169.5276 | 169.5276 | 169.5276 | 169.5276 | 169.5276 | 169.5276 | 162.4076 | 157.2076 | 152.0076 | 146.8116 | 130.1076 | 117.0516 | 104.7972 | 81.8652 | 59.676 | 244.2888 | 622.9596 | 678.1104 | 678.1104 | 618.4344 | 433.8216
Hopper: dep. of cohorts placed after impairment qtr | $M | Modeling |  |  | 0 | 0 | 0 | 0 | 0 | 0 | 0 | 0 | 0 | 0 | 0 | 0 | 0 | 0 | 0 | 0 | 0 | 0 | 0 | 0 | 0 | 0 | 0 | 0 | 0 | 0 | 0 | 0 | 0 | 0 | 0 | 0 | 0 | 0 | 0
Hopper: GPU depreciation | $M | Modeling |  |  | 7.12 | 12.32 | 17.52 | 22.716 | 39.42 | 52.476 | 64.7304 | 87.6624 | 137.0064 | 146.898 | 169.5276 | 169.5276 | 169.5276 | 169.5276 | 169.5276 | 169.5276 | 169.5276 | 169.5276 | 169.5276 | 169.5276 | 162.4076 | 157.2076 | 152.0076 | 146.8116 | 130.1076 | 117.0516 | 104.7972 | 81.8652 | 59.676 | 244.2888 | 622.9596 | 678.1104 | 678.1104 | 618.4344 | 433.8216
Hopper: impairment / repricing charge | $M | Skeptic |  |  | 0 | 0 | 0 | 0 | 0 | 0 | 0 | 0 | 0 | 0 | 0 | 0 | 0 | 0 | 0 | 0 | 0 | 0 | 0 | 0 | 0 | 0 | 0 | 0 | 0 | 0 | 0 | 0 | 0 | 0 | 0 | 0 | 0 | 0 | 0
Hopper: GPU net book value | $M | Modeling |  | 142.4 | 239.28 | 330.96 | 417.36 | 728.724 | 950.424 | 1143.036 | 1536.9456 | 2436.1632 | 2496.9888 | 2802.6828 | 2633.1552 | 2463.6276 | 2294.1 | 2124.5724 | 1955.0448 | 1785.5172 | 1615.9896 | 1446.462 | 1276.9344 | 1107.4068 | 944.9992 | 787.7916 | 635.784 | 488.9724 | 358.8648 | 241.8132 | 137.016 | 55.1508 | 728.724 | 2436.1632 | 2463.6276 | 1785.5172 | 1107.4068 | 488.9724 | 55.1508
Blackwell: dep. of cohorts placed <= impairment qtr (pre-write-down) | $M | Modeling |  |  | 0 | 0 | 0 | 0 | 0 | 8.704 | 16.8736 | 32.1616 | 65.0576 | 154.082 | 357.7484 | 357.7484 | 510.4238 | 772.6232 | 1066.5008 | 1275.3682 | 1519.6449 | 1519.6449 | 1519.6449 | 1519.6449 | 1648.9769 | 1648.9769 | 1648.9769 | 1648.9769 | 1648.9769 | 1640.2729 | 1632.1033 | 1616.8153 | 0 | 57.7392 | 934.6364 | 3624.9161 | 6078.5797 | 6595.9076 | 6538.1684
Blackwell: dep. of cohorts placed after impairment qtr | $M | Modeling |  |  | 0 | 0 | 0 | 0 | 0 | 0 | 0 | 0 | 0 | 0 | 0 | 0 | 0 | 0 | 0 | 0 | 0 | 0 | 0 | 0 | 0 | 0 | 0 | 0 | 0 | 0 | 0 | 0 | 0 | 0 | 0 | 0 | 0 | 0 | 0
Blackwell: GPU depreciation | $M | Modeling |  |  | 0 | 0 | 0 | 0 | 0 | 8.704 | 16.8736 | 32.1616 | 65.0576 | 154.082 | 357.7484 | 357.7484 | 510.4238 | 772.6232 | 1066.5008 | 1275.3682 | 1519.6449 | 1519.6449 | 1519.6449 | 1519.6449 | 1648.9769 | 1648.9769 | 1648.9769 | 1648.9769 | 1648.9769 | 1640.2729 | 1632.1033 | 1616.8153 | 0 | 57.7392 | 934.6364 | 3624.9161 | 6078.5797 | 6595.9076 | 6538.1684
Blackwell: impairment / repricing charge | $M | Skeptic |  |  | 0 | 0 | 0 | 0 | 0 | 0 | 0 | 0 | 0 | 0 | 0 | 0 | 0 | 0 | 0 | 0 | 0 | 0 | 0 | 0 | 0 | 0 | 0 | 0 | 0 | 0 | 0 | 0 | 0 | 0 | 0 | 0 | 0 | 0 | 0
Blackwell: GPU net book value | $M | Modeling |  | 0 | 0 | 0 | 0 | 0 | 174.08 | 328.768 | 617.6544 | 1243.4128 | 2958.8432 | 6878.0892 | 9573.8494 | 14460.0886 | 19827.2175 | 23231.9419 | 27050.9751 | 25775.6068 | 24255.9619 | 22736.317 | 23803.3113 | 22283.6664 | 20634.6895 | 18985.7126 | 17336.7357 | 15687.7589 | 14038.782 | 12398.5091 | 10766.4058 | 9149.5905 | 0 | 1243.4128 | 14460.0886 | 25775.6068 | 22283.6664 | 15687.7589 | 9149.5905
Next-gen: dep. of cohorts placed <= impairment qtr (pre-write-down) | $M | Modeling |  |  | 0 | 0 | 0 | 0 | 0 | 0 | 0 | 0 | 0 | 0 | 0 | 0 | 0 | 13.401 | 46.8375 | 185.5106 | 460.5435 | 643.1619 | 950.8482 | 975.9107 | 1468.0547 | 1468.0547 | 2091.7981 | 2091.7981 | 2985.1359 | 2985.1359 | 2985.1359 | 2985.1359 | 0 | 0 | 0 | 245.7491 | 3030.4642 | 7119.7056 | 11940.5437
Next-gen: dep. of cohorts placed after impairment qtr | $M | Modeling |  |  | 0 | 0 | 0 | 0 | 0 | 0 | 0 | 0 | 0 | 0 | 0 | 0 | 0 | 0 | 0 | 0 | 0 | 0 | 0 | 0 | 0 | 0 | 0 | 0 | 0 | 0 | 0 | 0 | 0 | 0 | 0 | 0 | 0 | 0 | 0
Next-gen: GPU depreciation | $M | Modeling |  |  | 0 | 0 | 0 | 0 | 0 | 0 | 0 | 0 | 0 | 0 | 0 | 0 | 0 | 13.401 | 46.8375 | 185.5106 | 460.5435 | 643.1619 | 950.8482 | 975.9107 | 1468.0547 | 1468.0547 | 2091.7981 | 2091.7981 | 2985.1359 | 2985.1359 | 2985.1359 | 2985.1359 | 0 | 0 | 0 | 245.7491 | 3030.4642 | 7119.7056 | 11940.5437
Next-gen: impairment / repricing charge | $M | Skeptic |  |  | 0 | 0 | 0 | 0 | 0 | 0 | 0 | 0 | 0 | 0 | 0 | 0 | 0 | 0 | 0 | 0 | 0 | 0 | 0 | 0 | 0 | 0 | 0 | 0 | 0 | 0 | 0 | 0 | 0 | 0 | 0 | 0 | 0 | 0 | 0
Next-gen: GPU net book value | $M | Modeling |  | 0 | 0 | 0 | 0 | 0 | 0 | 0 | 0 | 0 | 0 | 0 | 0 | 268.0207 | 936.7498 | 3696.8107 | 9150.631 | 12617.4886 | 18310.6711 | 18168.7592 | 27060.7908 | 26084.8801 | 37091.6948 | 35623.6401 | 51398.5975 | 49306.7994 | 46321.6634 | 43336.5275 | 40351.3916 | 37366.2557 | 0 | 0 | 268.0207 | 12617.4886 | 26084.8801 | 49306.7994 | 37366.2557
Non-GPU depreciation
Shell/building depreciation | $M | Modeling |  |  | 0 | 0.13 | 0.26 | 0.3899 | 0.8075 | 1.3515 | 1.8621 | 2.8176 | 4.8736 | 7.3465 | 13.0039 | 13.0039 | 13.4379 | 14.5853 | 17.9026 | 25.0582 | 28.7417 | 35.9351 | 35.9351 | 48.4799 | 48.4799 | 63.0625 | 63.0625 | 83.9479 | 83.9479 | 83.9479 | 83.9479 | 83.9479 | 0.7799 | 6.8387 | 38.2279 | 70.9839 | 149.0918 | 258.5527 | 335.7914
Power/electrical depreciation | $M | Modeling |  |  | 0 | 0.39 | 0.78 | 1.1697 | 2.4225 | 4.0545 | 5.5863 | 8.4528 | 14.6208 | 22.0395 | 39.0117 | 39.0117 | 41.0371 | 46.3913 | 61.8724 | 95.2649 | 112.4546 | 146.0239 | 146.0239 | 204.5665 | 204.5665 | 272.6183 | 272.6183 | 370.0835 | 370.0835 | 370.0835 | 370.0835 | 370.0835 | 2.3397 | 20.5161 | 114.6837 | 244.5657 | 609.0689 | 1119.8866 | 1480.3339
Maintenance capex depreciation | $M | Modeling |  |  | 0 | 0 | 0 | 0 | 0 | 0 | 0 | 0 | 0 | 0 | 0 | 0.67469 | 1.4838 | 2.5114 | 4.1446 | 6.6068 | 9.693 | 13.7069 | 18.455 | 23.7473 | 29.4098 | 35.7922 | 42.8909 | 50.695 | 59.2198 | 68.7112 | 79.1963 | 89.6473 | 0 | 0 | 0.67469 | 14.7465 | 65.6022 | 158.788 | 296.7746
Lease-prepayment amortisation | $M | Modeling |  |  | 0 | 0 | 0 | 0 | 0 | 0 | 0 | 0 | 0 | 0 | 0 | 0 | 5.7126 | 11.7633 | 16.2553 | 20.9214 | 21.4214 | 21.4214 | 21.9214 | 23.7674 | 23.7674 | 23.7674 | 23.7674 | 23.7674 | 23.7674 | 23.7674 | 23.7674 | 23.7674 | 0 | 0 | 0 | 54.6525 | 88.5315 | 95.0697 | 95.0697
Replacement capex depreciation | $M | Modeling |  |  | 0 | 0 | 0 | 0 | 0 | 0 | 0 | 0 | 0 | 0 | 0 | 0 | 0 | 0 | 0 | 0 | 0 | 0 | 0 | 0 | 7.12 | 12.32 | 17.52 | 22.716 | 39.42 | 61.18 | 81.604 | 119.824 | 0 | 0 | 0 | 0 | 0 | 59.676 | 302.028
Other D&A (intangibles) | $M | Filings |  |  | 5 | 5 | 5 | 5 | 5 | 5 | 5 | 5 | 5 | 5 | 5 | 5 | 5 | 5 | 5 | 5 | 5 | 5 | 5 | 5 | 5 | 5 | 5 | 5 | 5 | 5 | 5 | 5 | 20 | 20 | 20 | 20 | 20 | 20 | 20
Capitalized interest (non-cash PP&E addition) | $M | Filings | Hist Note 12; fcst = CapIntPct x (convert coupon + accretion + secured interest) |  | 0 | 0 | 0 | 0 | 0 | 0 | 0 | 0 | 15.7 | 40.2 | 63.6794 | 63.6794 | 94.4978 | 94.4978 | 125.2834 | 125.2834 | 125.2834 | 125.2834 | 125.2834 | 125.2834 | 125.2834 | 124.7608 | 124.7608 | 124.7608 | 113.8781 | 113.8781 | 95.899 | 95.899 | 0 | 0 | 183.2588 | 439.5623 | 501.1335 | 499.5659 | 419.5542
Capitalized-interest depreciation | $M | Modeling |  |  | 0 | 0 | 0 | 0 | 0 | 0 | 0 | 0 | 0 | 0.785 | 2.795 | 5.979 | 9.1629 | 13.8878 | 18.6127 | 24.8769 | 31.1411 | 37.4052 | 43.6694 | 49.9336 | 56.1977 | 62.4619 | 68.6999 | 74.938 | 81.176 | 86.8699 | 92.5638 | 97.3588 | 0 | 0 | 9.559 | 66.5404 | 162.1492 | 262.2976 | 357.9686
Consensus capex overlay depreciation | $M | Modeling |  |  | 0 | 0 | 0 | 0 | 0 | 0 | 0 | 0 | 0 | 0 | 0 | 0 | 0 | 0 | 0 | 0 | 0 | 0 | 0 | 0 | 0 | 0 | 0 | 0 | 0 | 0 | 0 | 0 | 0 | 0 | 0 | 0 | 0 | 0 | 0
D&A totals
GPU depreciation - all vintages | $M | Modeling |  |  | 7.12 | 12.32 | 17.52 | 22.716 | 39.42 | 61.18 | 81.604 | 119.824 | 202.064 | 300.98 | 527.276 | 527.276 | 679.9514 | 955.5518 | 1282.8659 | 1630.4064 | 2149.716 | 2332.3344 | 2640.0207 | 2665.0832 | 3279.4392 | 3274.2392 | 3892.7826 | 3887.5866 | 4764.2204 | 4742.4604 | 4722.0364 | 4683.8164 | 59.676 | 302.028 | 1557.596 | 4548.7756 | 9787.1543 | 14334.0476 | 18912.5336
Total D&A - model | $M | Modeling |  |  | 12.12 | 17.84 | 23.56 | 29.2756 | 47.65 | 71.586 | 94.0524 | 136.0944 | 226.5584 | 336.151 | 587.0866 | 590.9453 | 755.7857 | 1049.691 | 1406.6535 | 1808.1345 | 2358.1677 | 2591.8268 | 2911.0254 | 3020.578 | 3653.9806 | 3749.2615 | 4386.3417 | 4518.7344 | 5426.835 | 5442.0203 | 5458.1993 | 5473.4453 | 82.7956 | 349.3828 | 1740.7413 | 5020.2646 | 10881.5979 | 16308.3182 | 21800.4999
D&A USED (actual for history, model for forecast) | $M | Modeling |  |  | 8.9 | 11.4 | 23.5 | 33.3 | 49.1 | 75.2 | 99 | 180.7 | 212 | 259.7 | 587.0866 | 590.9453 | 755.7857 | 1049.691 | 1406.6535 | 1808.1345 | 2358.1677 | 2591.8268 | 2911.0254 | 3020.578 | 3653.9806 | 3749.2615 | 4386.3417 | 4518.7344 | 5426.835 | 5442.0203 | 5458.1993 | 5473.4453 | 77.1 | 404 | 1649.7319 | 5020.2646 | 10881.5979 | 16308.3182 | 21800.4999
Model D&A vs reported (history calibration) | % | Modeling |  |  | 2024-03-31: 36.18%; 2024-06-30: 56.49%; 2024-09-30: 0.2553%; 2024-12-31: -12.09%; 2025-03-31: -2.953%; 2025-06-30: -4.806%; 2025-09-30: -4.998%; 2025-12-31: -24.68%; 2026-03-31: 6.867%; 2026-06-30: 29.44%
Impairment charges (forecast) | $M | Skeptic |  |  | 0 | 0 | 0 | 0 | 0 | 0 | 0 | 0 | 0 | 0 | 0 | 0 | 0 | 0 | 0 | 0 | 0 | 0 | 0 | 0 | 0 | 0 | 0 | 0 | 0 | 0 | 0 | 0 | 0 | 0 | 0 | 0 | 0 | 0 | 0
Total PP&E net book value (model) | $M | Modeling |  | 142.4 | 265.28 | 382.44 | 493.78 | 887.1044 | 1388.4544 | 1832.4684 | 2698.916 | 4623.8216 | 6875.1632 | 12202.1972 | 14805.6423 | 20059.8255 | 26775.3814 | 34647.9574 | 44698.8768 | 48573.8774 | 52507.2759 | 53920.7808 | 63615.7118 | 64818.16 | 73955.6623 | 76113.0415 | 89950.9236 | 86040.4704 | 81348.6075 | 76640.4074 | 72276.9586 | 68785.7478 | 887.1044 | 4623.8216 | 20059.8255 | 48573.8774 | 64818.16 | 86040.4704 | 68785.7478
In-service PP&E roll-forward & depreciation-yield check (D&A / avg in-service gross PP&E, annualized)
Cash capex + capitalized interest | $M | Modeling |  |  | 130 | 130 | 129.9 | 417.6 | 544 | 510.6 | 955.5 | 2056 | 2488.6 | 5697.6 | 3474.9185 | 6139.8573 | 7725.6438 | 9172.7569 | 11562.9882 | 5757.6203 | 6379.2871 | 4140.6317 | 12660.649 | 4269.6085 | 12831.8012 | 5940.1722 | 18251.5172 | 629.3366 | 738.9067 | 732.0609 | 1069.3184 | 1952.0073 | 807.5 | 4066.1 | 17800.9758 | 34219.0092 | 27450.1764 | 37652.8272 | 4492.2932
Transfer into service | $M | Filings/Modeling | Hist Derived = change in in-service gross; fcst = CIPRel x Q2'26 CIP + post-6/30 capex lagged PISLag+GPULead-1 (placed in service at billing) |  | 0 | 0 | 0 | 0 | 0 | 0 | 0 | 0 | 1775.8 | 764.4 | 4701.84 | 3134.56 | 5697.6 | 3474.9185 | 6139.8573 | 7725.6438 | 9172.7569 | 11562.9882 | 5757.6203 | 6379.2871 | 4140.6317 | 12660.649 | 4269.6085 | 12831.8012 | 5940.1722 | 18251.5172 | 629.3366 | 738.9067 | 0 | 0 | 10376.6 | 23038.0197 | 32872.6525 | 33902.6904 | 25559.9327
Assets not yet in use (CIP) | $M | Filings/Modeling | Hist Note 7 |  | 0 | 0 | 0 | 0 | 0 | 0 | 0 | 2417.4 | 2427.9 | 7836.4 | 6609.4785 | 9614.7758 | 11642.8197 | 17340.6581 | 22763.7889 | 20795.7654 | 18002.2957 | 10579.9392 | 17482.9679 | 15373.2893 | 24064.4587 | 17343.9819 | 31325.8906 | 19123.426 | 13922.1605 | -3597.2958 | -3157.3141 | -1944.2135 | 0 | 2417.4 | 9614.7758 | 20795.7654 | 15373.2893 | 19123.426 | -1944.2135
In-service gross PP&E (no retirements) | $M | Filings/Modeling | Hist Derived (Note 7) |  | 0 | 0 | 0 | 0 | 0 | 0 | 0 | 3772.9 | 5548.7 | 6313.1 | 11014.94 | 14149.5 | 19847.1 | 23322.0185 | 29461.8758 | 37187.5197 | 46360.2765 | 57923.2648 | 63680.8851 | 70060.1722 | 74200.8039 | 86861.4529 | 91131.0615 | 103962.8626 | 109903.0348 | 128154.5521 | 128783.8887 | 129522.7954 | 0 | 3772.9 | 14149.5 | 37187.5197 | 70060.1722 | 103962.8626 | 129522.7954
PP&E depreciation - reported basis | $M | Filings/Modeling | Hist Note 7; fcst = model D&A - OtherDA |  | 8.9 | 11.4 | 23.5 | 33.3 | 49.1 | 75.2 | 99 | 180.7 | 208.8 | 253.8 | 582.0866 | 585.9453 | 750.7857 | 1044.691 | 1401.6535 | 1803.1345 | 2353.1677 | 2586.8268 | 2906.0254 | 3015.578 | 3648.9806 | 3744.2615 | 4381.3417 | 4513.7344 | 5421.835 | 5437.0203 | 5453.1993 | 5468.4453 | 77.1 | 404 | 1630.6319 | 5000.2646 | 10861.5979 | 16288.3182 | 21780.4999
PP&E depreciation - ex 4->5 yr life change | $M | Filings/Modeling | Hist + Note 1 benefit (43.1 / 43.0); fcst GPU dep x (LQ/16 - 1) added back |  | 8.9 | 11.4 | 23.5 | 33.3 | 49.1 | 75.2 | 99 | 180.7 | 251.9 | 296.8 | 713.9056 | 717.7643 | 920.7735 | 1283.5789 | 1722.37 | 2210.7361 | 2890.5967 | 3169.9105 | 3566.0306 | 3681.8488 | 4468.8404 | 4562.8213 | 5354.5374 | 5485.631 | 6612.8901 | 6622.6354 | 6633.7084 | 6639.3994 | 77.1 | 404 | 1980.3699 | 6137.4585 | 13308.3865 | 19871.8301 | 26508.6333
Depreciation yield - REPORTED basis | % | Modeling | ~17-18% Q1-Q2'26 | [9 empty] | 17.92% | 17.12% | 26.87% | 18.63% | 17.67% | 19.36% | 21.24% | 21.64% | 22.53% | 19.84% | 19.12% | 18.04% | 20.24% | 18.6% | 19.69% | 18.51% | 20.28% | 18.27% | 16.98% | 16.94%
Depreciation yield - EX LIFE CHANGE (primary from Q1'26) | % | Modeling | ~20-22% Q1-Q2'26 | [9 empty] | 21.62% | 20.02% | 32.96% | 22.82% | 21.67% | 23.79% | 26.1% | 26.54% | 27.68% | 24.32% | 23.46% | 22.02% | 24.78% | 22.66% | 24.07% | 22.49% | 24.74% | 22.26% | 20.65% | 20.56%
FLAG (actuals): ex-change yield drops while new chips recently reached customers (0-2 qtrs after H200/B200/GB300/VR availability) | flag | Modeling |  |  |  |  | 0 | 0 | 0 | 0 | 0 | 0 | 0 | 1 | 0 | 0 | 0 | 0 | 0 | 0 | 0 | 0 | 0 | 0 | 0 | 0 | 0 | 0 | 0 | 0 | 0 | 0
Q3'26 check: large transfer into service expected after Jul-Aug Vineland tranches | text | Filings | Enter Q3TransAct when Q3 reported |  | 2026-09-30: PENDING (model 4,702)

## Financing
Financing
Convertible notes by tranche (older series + Aug-2026 2030s and 2034s), exchange, secured term loan. Convert dilution routed to Shares; non-dilutive converts counted in net debt.
Line item | Unit | Owner | Tag / source / method | Open | Q1'24 | Q2'24 | Q3'24 | Q4'24 | Q1'25 | Q2'25 | Q3'25 | Q4'25 | Q1'26 | Q2'26 | Q3'26 | Q4'26 | Q1'27 | Q2'27 | Q3'27 | Q4'27 | Q1'28 | Q2'28 | Q3'28 | Q4'28 | Q1'29 | Q2'29 | Q3'29 | Q4'29 | Q1'30 | Q2'30 | Q3'30 | Q4'30 | FY2024 | FY2025 | FY2026 | FY2027 | FY2028 | FY2029 | FY2030
Period end |  |  |  |  | 2024-03-31 | 2024-06-30 | 2024-09-30 | 2024-12-31 | 2025-03-31 | 2025-06-30 | 2025-09-30 | 2025-12-31 | 2026-03-31 | 2026-06-30 | 2026-09-30 | 2026-12-31 | 2027-03-31 | 2027-06-30 | 2027-09-30 | 2027-12-31 | 2028-03-31 | 2028-06-30 | 2028-09-30 | 2028-12-31 | 2029-03-31 | 2029-06-30 | 2029-09-30 | 2029-12-31 | 2030-03-31 | 2030-06-30 | 2030-09-30 | 2030-12-31
Index |  |  |  | 0 | 1 | 2 | 3 | 4 | 5 | 6 | 7 | 8 | 9 | 10 | 11 | 12 | 13 | 14 | 15 | 16 | 17 | 18 | 19 | 20 | 21 | 22 | 23 | 24 | 25 | 26 | 27 | 28
A = actual / F = forecast | bar: 2024-03-31 to 2030-12-31
Fiscal year |  |  |  |  | 2024 | 2024 | 2024 | 2024 | 2025 | 2025 | 2025 | 2025 | 2026 | 2026 | 2026 | 2026 | 2027 | 2027 | 2027 | 2027 | 2028 | 2028 | 2028 | 2028 | 2029 | 2029 | 2029 | 2029 | 2030 | 2030 | 2030 | 2030 | 2024 | 2025 | 2026 | 2027 | 2028 | 2029 | 2030
Convertible tranche table (owner: Filings)
Series | Issue date | Coupon | Maturity date | Original principal $M | 2024-03-31: Prior conversions $M; 2024-06-30: Exchanged $M; 2024-09-30: Exchange qtr idx; 2024-12-31: Exch. shares (M); 2025-03-31: Accreted value at maturity (x orig); 2025-06-30: Conv. rate /$1,000; 2025-09-30: Conv. price $; 2025-12-31: Issue idx; 2026-03-31: Maturity idx; 2026-06-30: Converts at maturity (v0.9e: MatCvPx = scenario PT if MatCvKey=1; else SharePx) at eff. px = conv px x redemption multiple; 2026-09-30: Dilution factor; 2026-12-31: Tag; 2027-03-31: Source / method; 2027-06-30: Carrying / principal at start (Note 12 6/30/26 amortized cost; new notes = face); 2027-09-30: Carrying start date
2.00% Jun-2029 (Jun-25) | 2025-06-05 | 2% | 2029-06-01 | 500 | 2024-03-31: 12.5; 2024-06-30: 400; 2024-09-30: 11; 2024-12-31: 7.8847; 2025-03-31: 1.175; 2025-06-30: 19.4363; 2025-09-30: 51.4501; 2025-12-31: 6; 2026-03-31: 22; 2026-06-30: 0; 2026-09-30: 0; 2026-12-31: Reported/Derived; 2027-03-31: Reported principal/coupon/rate; prior conversions $12.5M (2025, Filings); exchange split 50/50 est.; accretion derived from Q2'26 Note 12 accreted $587.5M; maturity day est. Jun-1; 2027-06-30: 1.0341; 2027-09-30: 2026-06-30
3.00% Jun-2031 (Jun-25) | 2025-06-05 | 3% | 2031-06-01 | 500 | 2024-03-31: 12.5; 2024-06-30: 400; 2024-09-30: 11; 2024-12-31: 7.8847; 2025-03-31: 1.225; 2025-06-30: 19.4363; 2025-09-30: 51.4501; 2025-12-31: 6; 2026-03-31: 29; 2026-06-30: 0; 2026-09-30: 0; 2026-12-31: Reported/Derived; 2027-03-31: As above; accreted $612.5M; 2027-06-30: 1.0224; 2027-09-30: 2026-06-30
1.00% Sep-2030 (Sep-25) | 2025-09-15 | 1% | 2030-09-15 | 1581.25 | 2024-03-31: 0; 2024-06-30: 0; 2024-09-30: 0; 2024-12-31: 0; 2025-03-31: 1.15; 2025-06-30: 7.2072; 2025-09-30: 138.7501; 2025-12-31: 7; 2026-03-31: 27; 2026-06-30: 0; 2026-09-30: 0; 2026-12-31: Reported/Derived; 2027-03-31: Orig derived ($4.16B Jun+Sep total less $1.0B, split equally); accretes to 115% ($1,818.4M); rate per 20-F; maturity day est.; 2027-06-30: 1.0044; 2027-09-30: 2026-06-30
2.75% Sep-2032 (Sep-25) | 2025-09-15 | 2.75% | 2032-09-15 | 1581.25 | 2024-03-31: 0; 2024-06-30: 0; 2024-09-30: 0; 2024-12-31: 0; 2025-03-31: 1.15; 2025-06-30: 7.2072; 2025-09-30: 138.7501; 2025-12-31: 7; 2026-03-31: 29; 2026-06-30: 0; 2026-09-30: 0; 2026-12-31: Reported/Derived; 2027-03-31: As above; 2027-06-30: 0.99605; 2027-09-30: 2026-06-30
1.25% Mar-2031 (Mar-26) | 2026-03-20 | 1.25% | 2031-03-15 | 2587.5 | 2024-03-31: 0; 2024-06-30: 0; 2024-09-30: 0; 2024-12-31: 0; 2025-03-31: 1.2; 2025-06-30: 5.4579; 2025-09-30: 183.2207; 2025-12-31: 9; 2026-03-31: 29; 2026-06-30: 0; 2026-09-30: 0; 2026-12-31: Reported/Derived; 2027-03-31: Q2'26 Note 12: $2.59B incl. greenshoe; accretes to 120%; $183.22 conv. px; 2027-06-30: 1.0004; 2027-09-30: 2026-06-30
2.625% Mar-2033 (Mar-26) | 2026-03-20 | 2.625% | 2033-03-15 | 1750 | 2024-03-31: 0; 2024-06-30: 0; 2024-09-30: 0; 2024-12-31: 0; 2025-03-31: 1.2; 2025-06-30: 5.546; 2025-09-30: 180.3101; 2025-12-31: 9; 2026-03-31: 29; 2026-06-30: 0; 2026-09-30: 0; 2026-12-31: Reported/Derived; 2027-03-31: Q2'26 Note 12: $1.75B; accretes to 120%; $180.31 conv. px; 2027-06-30: 0.99697; 2027-09-30: 2026-06-30
0.50% Feb-2030 (Aug-26) | 2026-08-24 | 0.5% | 2030-02-15 | 3450 | 2024-03-31: 0; 2024-06-30: 0; 2024-09-30: 0; 2024-12-31: 0; 2025-03-31: 1.1; 2025-06-30: 3.1902; 2025-09-30: 313.46; 2025-12-31: 11; 2026-03-31: 25; 2026-06-30: 0; 2026-09-30: 0; 2026-12-31: Reported/Derived; 2027-03-31: Pricing PR Aug 19 + closing PR Aug 24 2026: $3.45B incl. $450M option; accretes to 110%; $313.46 conv. px ($344.81 effective); 2027-06-30: 1; 2027-09-30: 2026-08-24
4.50% Feb-2034 (Aug-26) | 2026-08-24 | 4.5% | 2034-02-15 | 2300 | 2024-03-31: 0; 2024-06-30: 0; 2024-09-30: 0; 2024-12-31: 0; 2025-03-31: 1.25; 2025-06-30: 3.0802; 2025-09-30: 324.6542; 2025-12-31: 11; 2026-03-31: 29; 2026-06-30: 0; 2026-09-30: 0; 2026-12-31: Reported/Derived; 2027-03-31: $2.30B incl. $300M option; accretes to 125%; $324.65 conv. px ($405.82 effective); 2027-06-30: 1; 2027-09-30: 2026-08-24
PLAN deal 1 short (Estimated, Aug-26 terms) | 2027-02-14 | 0.5% | 2030-08-14 | 3840 | 2024-03-31: 0; 2024-06-30: 0; 2024-09-30: 0; 2024-12-31: 0; 2025-03-31: 1.1; 2025-06-30: 3.012; 2025-09-30: 332.01; 2025-12-31: 13; 2026-03-31: 27; 2026-06-30: 0; 2026-09-30: 0; 2026-12-31: Reported/Derived; 2027-03-31: ESTIMATED 2027 funding plan; terms = Aug-26 pattern (Filings Converts): 60/40 short/long, 0.50%/4.50%, 110%/125% accretion, +40%/+45% premium, 3.5/7.5 yrs; 2027-06-30: 1; 2027-09-30: 2027-02-14
PLAN deal 1 long (Estimated, Aug-26 terms) | 2027-02-14 | 4.5% | 2034-08-14 | 2560 | 2024-03-31: 0; 2024-06-30: 0; 2024-09-30: 0; 2024-12-31: 0; 2025-03-31: 1.25; 2025-06-30: 2.9081; 2025-09-30: 343.8675; 2025-12-31: 13; 2026-03-31: 29; 2026-06-30: 0; 2026-09-30: 0; 2026-12-31: Reported/Derived; 2027-03-31: ESTIMATED 2027 funding plan; terms = Aug-26 pattern (Filings Converts): 60/40 short/long, 0.50%/4.50%, 110%/125% accretion, +40%/+45% premium, 3.5/7.5 yrs; 2027-06-30: 1; 2027-09-30: 2027-02-14
PLAN deal 2 short (Estimated, Aug-26 terms) | 2027-08-14 | 0.5% | 2031-02-14 | 3840 | 2024-03-31: 0; 2024-06-30: 0; 2024-09-30: 0; 2024-12-31: 0; 2025-03-31: 1.1; 2025-06-30: 3.012; 2025-09-30: 332.01; 2025-12-31: 15; 2026-03-31: 29; 2026-06-30: 0; 2026-09-30: 0; 2026-12-31: Reported/Derived; 2027-03-31: ESTIMATED 2027 funding plan; terms = Aug-26 pattern (Filings Converts): 60/40 short/long, 0.50%/4.50%, 110%/125% accretion, +40%/+45% premium, 3.5/7.5 yrs; 2027-06-30: 1; 2027-09-30: 2027-08-14
PLAN deal 2 long (Estimated, Aug-26 terms) | 2027-08-14 | 4.5% | 2035-02-14 | 2560 | 2024-03-31: 0; 2024-06-30: 0; 2024-09-30: 0; 2024-12-31: 0; 2025-03-31: 1.25; 2025-06-30: 2.9081; 2025-09-30: 343.8675; 2025-12-31: 15; 2026-03-31: 29; 2026-06-30: 0; 2026-09-30: 0; 2026-12-31: Reported/Derived; 2027-03-31: ESTIMATED 2027 funding plan; terms = Aug-26 pattern (Filings Converts): 60/40 short/long, 0.50%/4.50%, 110%/125% accretion, +40%/+45% premium, 3.5/7.5 yrs; 2027-06-30: 1; 2027-09-30: 2027-08-14
Totals (original principal) |  |  |  | 27050 | 2024-03-31: 25; 2024-06-30: 800; 2024-12-31: 15.7694
Quarterly convert build (per tranche)
2.00% Jun-2029 (Jun-25): original principal outstanding | $M | Filings |  |  | 0 | 0 | 0 | 0 | 0 | 487.5 | 487.5 | 487.5 | 487.5 | 487.5 | 87.5 | 87.5 | 87.5 | 87.5 | 87.5 | 87.5 | 87.5 | 87.5 | 87.5 | 87.5 | 87.5 | 0 | 0 | 0 | 0 | 0 | 0 | 0 | 0 | 487.5 | 87.5 | 87.5 | 87.5 | 0 | 0
2.00% Jun-2029 (Jun-25): cash coupon | $M | Filings |  |  | 0 | 0 | 0 | 0 | 0 | 2.4375 | 2.4375 | 2.4375 | 2.4375 | 2.4375 | 0.4375 | 0.4375 | 0.4375 | 0.4375 | 0.4375 | 0.4375 | 0.4375 | 0.4375 | 0.4375 | 0.4375 | 0.4375 | 0 | 0 | 0 | 0 | 0 | 0 | 0 | 0 | 7.3125 | 5.75 | 1.75 | 1.75 | 0.4375 | 0
2.00% Jun-2029 (Jun-25): accretion (non-cash interest) | $M | Filings |  |  | 0 | 0 | 0 | 0 | 0 | 5.3467 | 5.3467 | 5.3467 | 5.3467 | 5.3467 | 0.95966 | 0.95966 | 0.95966 | 0.95966 | 0.95966 | 0.95966 | 0.95966 | 0.95966 | 0.95966 | 0.95966 | 0.95966 | 0 | 0 | 0 | 0 | 0 | 0 | 0 | 0 | 16.04 | 12.6127 | 3.8386 | 3.8386 | 0.95966 | 0
2.00% Jun-2029 (Jun-25): accreted balance | $M | Filings |  |  | 0 | 0 | 0 | 0 | 0 | 488.9638 | 494.3508 | 499.7377 | 505.0075 | 510.3359 | 92.5656 | 93.5325 | 94.4784 | 95.4348 | 96.4016 | 97.3685 | 98.3249 | 99.2813 | 100.2482 | 101.215 | 102.1609 | 0 | 0 | 0 | 0 | 0 | 0 | 0 | 0 | 499.7377 | 93.5325 | 97.3685 | 101.215 | 0 | 0
2.00% Jun-2029 (Jun-25): carrying value (Note 12 amortized cost at 6/30/26 or face at issue, accreted linearly to redemption amount) | $M | Filings |  |  | 0 | 0 | 0 | 0 | 0 | 504.0999 | 504.0999 | 504.0999 | 504.0999 | 504.0999 | 91.5429 | 92.6062 | 93.6465 | 94.6984 | 95.7617 | 96.8251 | 97.877 | 98.9288 | 99.9922 | 101.0556 | 102.0959 | 0 | 0 | 0 | 0 | 0 | 0 | 0 | 0 | 504.0999 | 92.6062 | 96.8251 | 101.0556 | 0 | 0
2.00% Jun-2029 (Jun-25): cash repayment at maturity (if not converted) | $M | Filings |  |  | 0 | 0 | 0 | 0 | 0 | 0 | 0 | 0 | 0 | 0 | 0 | 0 | 0 | 0 | 0 | 0 | 0 | 0 | 0 | 0 | 0 | 102.8125 | 0 | 0 | 0 | 0 | 0 | 0 | 0 | 0 | 0 | 0 | 0 | 102.8125 | 0
2.00% Jun-2029 (Jun-25): shares issued on conversion at maturity | M sh | Filings |  |  | 0 | 0 | 0 | 0 | 0 | 0 | 0 | 0 | 0 | 0 | 0 | 0 | 0 | 0 | 0 | 0 | 0 | 0 | 0 | 0 | 0 | 0 | 0 | 0 | 0 | 0 | 0 | 0 | 0 | 0 | 0 | 0 | 0 | 0 | 0
2.00% Jun-2029 (Jun-25): dilutive shares (per DilMethod) | M sh | Modeling |  |  | 0 | 0 | 0 | 0 | 0 | 0 | 0 | 0 | 0 | 0 | 0 | 0 | 0 | 0 | 0 | 0 | 0 | 0 | 0 | 0 | 0 | 0 | 0 | 0 | 0 | 0 | 0 | 0 | 0 | 0 | 0 | 0 | 0 | 0 | 0
2.00% Jun-2029 (Jun-25): counted as debt in net debt | $M | Modeling |  |  | 0 | 0 | 0 | 0 | 0 | 488.9638 | 494.3508 | 499.7377 | 505.0075 | 510.3359 | 92.5656 | 93.5325 | 94.4784 | 95.4348 | 96.4016 | 97.3685 | 98.3249 | 99.2813 | 100.2482 | 101.215 | 102.1609 | 0 | 0 | 0 | 0 | 0 | 0 | 0 | 0 | 499.7377 | 93.5325 | 97.3685 | 101.215 | 0 | 0
3.00% Jun-2031 (Jun-25): original principal outstanding | $M | Filings |  |  | 0 | 0 | 0 | 0 | 0 | 487.5 | 487.5 | 487.5 | 487.5 | 487.5 | 87.5 | 87.5 | 87.5 | 87.5 | 87.5 | 87.5 | 87.5 | 87.5 | 87.5 | 87.5 | 87.5 | 87.5 | 87.5 | 87.5 | 87.5 | 87.5 | 87.5 | 87.5 | 0 | 487.5 | 87.5 | 87.5 | 87.5 | 87.5 | 87.5
3.00% Jun-2031 (Jun-25): cash coupon | $M | Filings |  |  | 0 | 0 | 0 | 0 | 0 | 3.6562 | 3.6562 | 3.6562 | 3.6562 | 3.6562 | 0.65625 | 0.65625 | 0.65625 | 0.65625 | 0.65625 | 0.65625 | 0.65625 | 0.65625 | 0.65625 | 0.65625 | 0.65625 | 0.65625 | 0.65625 | 0.65625 | 0.65625 | 0.65625 | 0.65625 | 0.65625 | 0 | 10.9688 | 8.625 | 2.625 | 2.625 | 2.625 | 2.625
3.00% Jun-2031 (Jun-25): accretion (non-cash interest) | $M | Filings |  |  | 0 | 0 | 0 | 0 | 0 | 4.5797 | 4.5797 | 4.5797 | 4.5797 | 4.5797 | 0.822 | 0.822 | 0.822 | 0.822 | 0.822 | 0.822 | 0.822 | 0.822 | 0.822 | 0.822 | 0.822 | 0.822 | 0.822 | 0.822 | 0.822 | 0.822 | 0.822 | 0.822 | 0 | 13.7391 | 10.8034 | 3.288 | 3.288 | 3.288 | 3.288
3.00% Jun-2031 (Jun-25): accreted balance | $M | Filings |  |  | 0 | 0 | 0 | 0 | 0 | 488.7539 | 493.3681 | 497.9823 | 502.4961 | 507.0602 | 91.839 | 92.6672 | 93.4774 | 94.2966 | 95.1247 | 95.9529 | 96.7721 | 97.5913 | 98.4195 | 99.2477 | 100.0579 | 100.8771 | 101.7052 | 102.5334 | 103.3436 | 104.1628 | 104.991 | 105.8192 | 0 | 497.9823 | 92.6672 | 95.9529 | 99.2477 | 102.5334 | 105.8192
3.00% Jun-2031 (Jun-25): carrying value (Note 12 amortized cost at 6/30/26 or face at issue, accreted linearly to redemption amount) | $M | Filings |  |  | 0 | 0 | 0 | 0 | 0 | 498.4 | 498.4 | 498.4 | 498.4 | 498.4 | 90.3642 | 91.2719 | 92.16 | 93.0579 | 93.9657 | 94.8734 | 95.7713 | 96.6692 | 97.577 | 98.4848 | 99.3728 | 100.2707 | 101.1785 | 102.0862 | 102.9743 | 103.8722 | 104.7799 | 105.6877 | 0 | 498.4 | 91.2719 | 94.8734 | 98.4848 | 102.0862 | 105.6877
3.00% Jun-2031 (Jun-25): cash repayment at maturity (if not converted) | $M | Filings |  |  | 0 | 0 | 0 | 0 | 0 | 0 | 0 | 0 | 0 | 0 | 0 | 0 | 0 | 0 | 0 | 0 | 0 | 0 | 0 | 0 | 0 | 0 | 0 | 0 | 0 | 0 | 0 | 0 | 0 | 0 | 0 | 0 | 0 | 0 | 0
3.00% Jun-2031 (Jun-25): shares issued on conversion at maturity | M sh | Filings |  |  | 0 | 0 | 0 | 0 | 0 | 0 | 0 | 0 | 0 | 0 | 0 | 0 | 0 | 0 | 0 | 0 | 0 | 0 | 0 | 0 | 0 | 0 | 0 | 0 | 0 | 0 | 0 | 0 | 0 | 0 | 0 | 0 | 0 | 0 | 0
3.00% Jun-2031 (Jun-25): dilutive shares (per DilMethod) | M sh | Modeling |  |  | 0 | 0 | 0 | 0 | 0 | 0 | 0 | 0 | 0 | 0 | 0 | 0 | 0 | 0 | 0 | 0 | 0 | 0 | 0 | 0 | 0 | 0 | 0 | 0 | 0 | 0 | 0 | 0 | 0 | 0 | 0 | 0 | 0 | 0 | 0
3.00% Jun-2031 (Jun-25): counted as debt in net debt | $M | Modeling |  |  | 0 | 0 | 0 | 0 | 0 | 488.7539 | 493.3681 | 497.9823 | 502.4961 | 507.0602 | 91.839 | 92.6672 | 93.4774 | 94.2966 | 95.1247 | 95.9529 | 96.7721 | 97.5913 | 98.4195 | 99.2477 | 100.0579 | 100.8771 | 101.7052 | 102.5334 | 103.3436 | 104.1628 | 104.991 | 105.8192 | 0 | 497.9823 | 92.6672 | 95.9529 | 99.2477 | 102.5334 | 105.8192
1.00% Sep-2030 (Sep-25): original principal outstanding | $M | Filings |  |  | 0 | 0 | 0 | 0 | 0 | 0 | 1581.25 | 1581.25 | 1581.25 | 1581.25 | 1581.25 | 1581.25 | 1581.25 | 1581.25 | 1581.25 | 1581.25 | 1581.25 | 1581.25 | 1581.25 | 1581.25 | 1581.25 | 1581.25 | 1581.25 | 1581.25 | 1581.25 | 1581.25 | 0 | 0 | 0 | 1581.25 | 1581.25 | 1581.25 | 1581.25 | 1581.25 | 0
1.00% Sep-2030 (Sep-25): cash coupon | $M | Filings |  |  | 0 | 0 | 0 | 0 | 0 | 0 | 3.9531 | 3.9531 | 3.9531 | 3.9531 | 3.9531 | 3.9531 | 3.9531 | 3.9531 | 3.9531 | 3.9531 | 3.9531 | 3.9531 | 3.9531 | 3.9531 | 3.9531 | 3.9531 | 3.9531 | 3.9531 | 3.9531 | 3.9531 | 0 | 0 | 0 | 7.9062 | 15.8125 | 15.8125 | 15.8125 | 15.8125 | 7.9062
1.00% Sep-2030 (Sep-25): accretion (non-cash interest) | $M | Filings |  |  | 0 | 0 | 0 | 0 | 0 | 0 | 11.861 | 11.861 | 11.861 | 11.861 | 11.861 | 11.861 | 11.861 | 11.861 | 11.861 | 11.861 | 11.861 | 11.861 | 11.861 | 11.861 | 11.861 | 11.861 | 11.861 | 11.861 | 11.861 | 11.861 | 0 | 0 | 0 | 23.722 | 47.444 | 47.444 | 47.444 | 47.444 | 23.722
1.00% Sep-2030 (Sep-25): accreted balance | $M | Filings |  |  | 0 | 0 | 0 | 0 | 0 | 0 | 1583.1984 | 1595.1487 | 1606.8392 | 1618.6596 | 1630.6099 | 1642.5602 | 1654.2508 | 1666.0712 | 1678.0215 | 1689.9718 | 1701.7922 | 1713.6126 | 1725.5629 | 1737.5132 | 1749.2037 | 1761.0241 | 1772.9744 | 1784.9247 | 1796.6152 | 1808.4356 | 0 | 0 | 0 | 1595.1487 | 1642.5602 | 1689.9718 | 1737.5132 | 1784.9247 | 0
1.00% Sep-2030 (Sep-25): carrying value (Note 12 amortized cost at 6/30/26 or face at issue, accreted linearly to redemption amount) | $M | Filings |  |  | 0 | 0 | 0 | 0 | 0 | 0 | 1588.1996 | 1588.1996 | 1588.1996 | 1588.1996 | 1601.972 | 1615.7443 | 1629.2173 | 1642.8399 | 1656.6123 | 1670.3846 | 1684.0073 | 1697.63 | 1711.4023 | 1725.1747 | 1738.6476 | 1752.2703 | 1766.0427 | 1779.815 | 1793.288 | 1806.9106 | 0 | 0 | 0 | 1588.1996 | 1615.7443 | 1670.3846 | 1725.1747 | 1779.815 | 0
1.00% Sep-2030 (Sep-25): cash repayment at maturity (if not converted) | $M | Filings |  |  | 0 | 0 | 0 | 0 | 0 | 0 | 0 | 0 | 0 | 0 | 0 | 0 | 0 | 0 | 0 | 0 | 0 | 0 | 0 | 0 | 0 | 0 | 0 | 0 | 0 | 0 | 1818.4375 | 0 | 0 | 0 | 0 | 0 | 0 | 0 | 1818.4375
1.00% Sep-2030 (Sep-25): shares issued on conversion at maturity | M sh | Filings |  |  | 0 | 0 | 0 | 0 | 0 | 0 | 0 | 0 | 0 | 0 | 0 | 0 | 0 | 0 | 0 | 0 | 0 | 0 | 0 | 0 | 0 | 0 | 0 | 0 | 0 | 0 | 0 | 0 | 0 | 0 | 0 | 0 | 0 | 0 | 0
1.00% Sep-2030 (Sep-25): dilutive shares (per DilMethod) | M sh | Modeling |  |  | 0 | 0 | 0 | 0 | 0 | 0 | 0 | 0 | 0 | 0 | 0 | 0 | 0 | 0 | 0 | 0 | 0 | 0 | 0 | 0 | 0 | 0 | 0 | 0 | 0 | 0 | 0 | 0 | 0 | 0 | 0 | 0 | 0 | 0 | 0
1.00% Sep-2030 (Sep-25): counted as debt in net debt | $M | Modeling |  |  | 0 | 0 | 0 | 0 | 0 | 0 | 1583.1984 | 1595.1487 | 1606.8392 | 1618.6596 | 1630.6099 | 1642.5602 | 1654.2508 | 1666.0712 | 1678.0215 | 1689.9718 | 1701.7922 | 1713.6126 | 1725.5629 | 1737.5132 | 1749.2037 | 1761.0241 | 1772.9744 | 1784.9247 | 1796.6152 | 1808.4356 | 0 | 0 | 0 | 1595.1487 | 1642.5602 | 1689.9718 | 1737.5132 | 1784.9247 | 0
2.75% Sep-2032 (Sep-25): original principal outstanding | $M | Filings |  |  | 0 | 0 | 0 | 0 | 0 | 0 | 1581.25 | 1581.25 | 1581.25 | 1581.25 | 1581.25 | 1581.25 | 1581.25 | 1581.25 | 1581.25 | 1581.25 | 1581.25 | 1581.25 | 1581.25 | 1581.25 | 1581.25 | 1581.25 | 1581.25 | 1581.25 | 1581.25 | 1581.25 | 1581.25 | 1581.25 | 0 | 1581.25 | 1581.25 | 1581.25 | 1581.25 | 1581.25 | 1581.25
2.75% Sep-2032 (Sep-25): cash coupon | $M | Filings |  |  | 0 | 0 | 0 | 0 | 0 | 0 | 10.8711 | 10.8711 | 10.8711 | 10.8711 | 10.8711 | 10.8711 | 10.8711 | 10.8711 | 10.8711 | 10.8711 | 10.8711 | 10.8711 | 10.8711 | 10.8711 | 10.8711 | 10.8711 | 10.8711 | 10.8711 | 10.8711 | 10.8711 | 10.8711 | 10.8711 | 0 | 21.7422 | 43.4844 | 43.4844 | 43.4844 | 43.4844 | 43.4844
2.75% Sep-2032 (Sep-25): accretion (non-cash interest) | $M | Filings |  |  | 0 | 0 | 0 | 0 | 0 | 0 | 8.4702 | 8.4702 | 8.4702 | 8.4702 | 8.4702 | 8.4702 | 8.4702 | 8.4702 | 8.4702 | 8.4702 | 8.4702 | 8.4702 | 8.4702 | 8.4702 | 8.4702 | 8.4702 | 8.4702 | 8.4702 | 8.4702 | 8.4702 | 8.4702 | 8.4702 | 0 | 16.9403 | 33.8806 | 33.8806 | 33.8806 | 33.8806 | 33.8806
2.75% Sep-2032 (Sep-25): accreted balance | $M | Filings |  |  | 0 | 0 | 0 | 0 | 0 | 0 | 1582.6414 | 1591.1753 | 1599.5237 | 1607.9649 | 1616.4988 | 1625.0328 | 1633.3812 | 1641.8223 | 1650.3563 | 1658.8902 | 1667.3313 | 1675.7725 | 1684.3064 | 1692.8404 | 1701.1888 | 1709.6299 | 1718.1639 | 1726.6978 | 1735.0462 | 1743.4874 | 1752.0213 | 1760.5552 | 0 | 1591.1753 | 1625.0328 | 1658.8902 | 1692.8404 | 1726.6978 | 1760.5552
2.75% Sep-2032 (Sep-25): carrying value (Note 12 amortized cost at 6/30/26 or face at issue, accreted linearly to redemption amount) | $M | Filings |  |  | 0 | 0 | 0 | 0 | 0 | 0 | 1574.9993 | 1574.9993 | 1574.9993 | 1574.9993 | 1584.8699 | 1594.7404 | 1604.3964 | 1614.1597 | 1624.0303 | 1633.9008 | 1643.6641 | 1653.4274 | 1663.298 | 1673.1685 | 1682.8245 | 1692.5878 | 1702.4584 | 1712.3289 | 1721.9849 | 1731.7482 | 1741.6188 | 1751.4893 | 0 | 1574.9993 | 1594.7404 | 1633.9008 | 1673.1685 | 1712.3289 | 1751.4893
2.75% Sep-2032 (Sep-25): cash repayment at maturity (if not converted) | $M | Filings |  |  | 0 | 0 | 0 | 0 | 0 | 0 | 0 | 0 | 0 | 0 | 0 | 0 | 0 | 0 | 0 | 0 | 0 | 0 | 0 | 0 | 0 | 0 | 0 | 0 | 0 | 0 | 0 | 0 | 0 | 0 | 0 | 0 | 0 | 0 | 0
2.75% Sep-2032 (Sep-25): shares issued on conversion at maturity | M sh | Filings |  |  | 0 | 0 | 0 | 0 | 0 | 0 | 0 | 0 | 0 | 0 | 0 | 0 | 0 | 0 | 0 | 0 | 0 | 0 | 0 | 0 | 0 | 0 | 0 | 0 | 0 | 0 | 0 | 0 | 0 | 0 | 0 | 0 | 0 | 0 | 0
2.75% Sep-2032 (Sep-25): dilutive shares (per DilMethod) | M sh | Modeling |  |  | 0 | 0 | 0 | 0 | 0 | 0 | 0 | 0 | 0 | 0 | 0 | 0 | 0 | 0 | 0 | 0 | 0 | 0 | 0 | 0 | 0 | 0 | 0 | 0 | 0 | 0 | 0 | 0 | 0 | 0 | 0 | 0 | 0 | 0 | 0
2.75% Sep-2032 (Sep-25): counted as debt in net debt | $M | Modeling |  |  | 0 | 0 | 0 | 0 | 0 | 0 | 1582.6414 | 1591.1753 | 1599.5237 | 1607.9649 | 1616.4988 | 1625.0328 | 1633.3812 | 1641.8223 | 1650.3563 | 1658.8902 | 1667.3313 | 1675.7725 | 1684.3064 | 1692.8404 | 1701.1888 | 1709.6299 | 1718.1639 | 1726.6978 | 1735.0462 | 1743.4874 | 1752.0213 | 1760.5552 | 0 | 1591.1753 | 1625.0328 | 1658.8902 | 1692.8404 | 1726.6978 | 1760.5552
1.25% Mar-2031 (Mar-26): original principal outstanding | $M | Filings |  |  | 0 | 0 | 0 | 0 | 0 | 0 | 0 | 0 | 2587.5 | 2587.5 | 2587.5 | 2587.5 | 2587.5 | 2587.5 | 2587.5 | 2587.5 | 2587.5 | 2587.5 | 2587.5 | 2587.5 | 2587.5 | 2587.5 | 2587.5 | 2587.5 | 2587.5 | 2587.5 | 2587.5 | 2587.5 | 0 | 0 | 2587.5 | 2587.5 | 2587.5 | 2587.5 | 2587.5
1.25% Mar-2031 (Mar-26): cash coupon | $M | Filings |  |  | 0 | 0 | 0 | 0 | 0 | 0 | 0 | 0 | 8.0859 | 8.0859 | 8.0859 | 8.0859 | 8.0859 | 8.0859 | 8.0859 | 8.0859 | 8.0859 | 8.0859 | 8.0859 | 8.0859 | 8.0859 | 8.0859 | 8.0859 | 8.0859 | 8.0859 | 8.0859 | 8.0859 | 8.0859 | 0 | 0 | 32.3438 | 32.3438 | 32.3438 | 32.3438 | 32.3438
1.25% Mar-2031 (Mar-26): accretion (non-cash interest) | $M | Filings |  |  | 0 | 0 | 0 | 0 | 0 | 0 | 0 | 0 | 25.9496 | 25.9496 | 25.9496 | 25.9496 | 25.9496 | 25.9496 | 25.9496 | 25.9496 | 25.9496 | 25.9496 | 25.9496 | 25.9496 | 25.9496 | 25.9496 | 25.9496 | 25.9496 | 25.9496 | 25.9496 | 25.9496 | 25.9496 | 0 | 0 | 103.7984 | 103.7984 | 103.7984 | 103.7984 | 103.7984
1.25% Mar-2031 (Mar-26): accreted balance | $M | Filings |  |  | 0 | 0 | 0 | 0 | 0 | 0 | 0 | 0 | 2590.626 | 2616.4868 | 2642.6318 | 2668.7768 | 2694.3534 | 2720.2142 | 2746.3591 | 2772.5041 | 2798.3649 | 2824.2257 | 2850.3707 | 2876.5157 | 2902.0923 | 2927.953 | 2954.098 | 2980.243 | 3005.8196 | 3031.6804 | 3057.8254 | 3083.9703 | 0 | 0 | 2668.7768 | 2772.5041 | 2876.5157 | 2980.243 | 3083.9703
1.25% Mar-2031 (Mar-26): carrying value (Note 12 amortized cost at 6/30/26 or face at issue, accreted linearly to redemption amount) | $M | Filings |  |  | 0 | 0 | 0 | 0 | 0 | 0 | 0 | 0 | 2588.5997 | 2588.5997 | 2616.2372 | 2643.8746 | 2670.9113 | 2698.2484 | 2725.8859 | 2753.5233 | 2780.8604 | 2808.1975 | 2835.835 | 2863.4725 | 2890.5091 | 2917.8462 | 2945.4837 | 2973.1212 | 3000.1578 | 3027.4949 | 3055.1324 | 3082.7699 | 0 | 0 | 2643.8746 | 2753.5233 | 2863.4725 | 2973.1212 | 3082.7699
1.25% Mar-2031 (Mar-26): cash repayment at maturity (if not converted) | $M | Filings |  |  | 0 | 0 | 0 | 0 | 0 | 0 | 0 | 0 | 0 | 0 | 0 | 0 | 0 | 0 | 0 | 0 | 0 | 0 | 0 | 0 | 0 | 0 | 0 | 0 | 0 | 0 | 0 | 0 | 0 | 0 | 0 | 0 | 0 | 0 | 0
1.25% Mar-2031 (Mar-26): shares issued on conversion at maturity | M sh | Filings |  |  | 0 | 0 | 0 | 0 | 0 | 0 | 0 | 0 | 0 | 0 | 0 | 0 | 0 | 0 | 0 | 0 | 0 | 0 | 0 | 0 | 0 | 0 | 0 | 0 | 0 | 0 | 0 | 0 | 0 | 0 | 0 | 0 | 0 | 0 | 0
1.25% Mar-2031 (Mar-26): dilutive shares (per DilMethod) | M sh | Modeling |  |  | 0 | 0 | 0 | 0 | 0 | 0 | 0 | 0 | 0 | 0 | 0 | 0 | 0 | 0 | 0 | 0 | 0 | 0 | 0 | 0 | 0 | 0 | 0 | 0 | 0 | 0 | 0 | 0 | 0 | 0 | 0 | 0 | 0 | 0 | 0
1.25% Mar-2031 (Mar-26): counted as debt in net debt | $M | Modeling |  |  | 0 | 0 | 0 | 0 | 0 | 0 | 0 | 0 | 2590.626 | 2616.4868 | 2642.6318 | 2668.7768 | 2694.3534 | 2720.2142 | 2746.3591 | 2772.5041 | 2798.3649 | 2824.2257 | 2850.3707 | 2876.5157 | 2902.0923 | 2927.953 | 2954.098 | 2980.243 | 3005.8196 | 3031.6804 | 3057.8254 | 3083.9703 | 0 | 0 | 2668.7768 | 2772.5041 | 2876.5157 | 2980.243 | 3083.9703
2.625% Mar-2033 (Mar-26): original principal outstanding | $M | Filings |  |  | 0 | 0 | 0 | 0 | 0 | 0 | 0 | 0 | 1750 | 1750 | 1750 | 1750 | 1750 | 1750 | 1750 | 1750 | 1750 | 1750 | 1750 | 1750 | 1750 | 1750 | 1750 | 1750 | 1750 | 1750 | 1750 | 1750 | 0 | 0 | 1750 | 1750 | 1750 | 1750 | 1750
2.625% Mar-2033 (Mar-26): cash coupon | $M | Filings |  |  | 0 | 0 | 0 | 0 | 0 | 0 | 0 | 0 | 11.4844 | 11.4844 | 11.4844 | 11.4844 | 11.4844 | 11.4844 | 11.4844 | 11.4844 | 11.4844 | 11.4844 | 11.4844 | 11.4844 | 11.4844 | 11.4844 | 11.4844 | 11.4844 | 11.4844 | 11.4844 | 11.4844 | 11.4844 | 0 | 0 | 45.9375 | 45.9375 | 45.9375 | 45.9375 | 45.9375
2.625% Mar-2033 (Mar-26): accretion (non-cash interest) | $M | Filings |  |  | 0 | 0 | 0 | 0 | 0 | 0 | 0 | 0 | 12.5233 | 12.5233 | 12.5233 | 12.5233 | 12.5233 | 12.5233 | 12.5233 | 12.5233 | 12.5233 | 12.5233 | 12.5233 | 12.5233 | 12.5233 | 12.5233 | 12.5233 | 12.5233 | 12.5233 | 12.5233 | 12.5233 | 12.5233 | 0 | 0 | 50.0931 | 50.0931 | 50.0931 | 50.0931 | 50.0931
2.625% Mar-2033 (Mar-26): accreted balance | $M | Filings |  |  | 0 | 0 | 0 | 0 | 0 | 0 | 0 | 0 | 1751.5086 | 1763.989 | 1776.6066 | 1789.2241 | 1801.5674 | 1814.0478 | 1826.6654 | 1839.2829 | 1851.7633 | 1864.2437 | 1876.8613 | 1889.4788 | 1901.8221 | 1914.3025 | 1926.9201 | 1939.5376 | 1951.8809 | 1964.3613 | 1976.9788 | 1989.5964 | 0 | 0 | 1789.2241 | 1839.2829 | 1889.4788 | 1939.5376 | 1989.5964
2.625% Mar-2033 (Mar-26): carrying value (Note 12 amortized cost at 6/30/26 or face at issue, accreted linearly to redemption amount) | $M | Filings |  |  | 0 | 0 | 0 | 0 | 0 | 0 | 0 | 0 | 1744.6992 | 1744.6992 | 1758.0412 | 1771.3831 | 1784.4349 | 1797.6318 | 1810.9737 | 1824.3156 | 1837.5125 | 1850.7094 | 1864.0513 | 1877.3932 | 1890.4451 | 1903.642 | 1916.9839 | 1930.3258 | 1943.3776 | 1956.5745 | 1969.9164 | 1983.2583 | 0 | 0 | 1771.3831 | 1824.3156 | 1877.3932 | 1930.3258 | 1983.2583
2.625% Mar-2033 (Mar-26): cash repayment at maturity (if not converted) | $M | Filings |  |  | 0 | 0 | 0 | 0 | 0 | 0 | 0 | 0 | 0 | 0 | 0 | 0 | 0 | 0 | 0 | 0 | 0 | 0 | 0 | 0 | 0 | 0 | 0 | 0 | 0 | 0 | 0 | 0 | 0 | 0 | 0 | 0 | 0 | 0 | 0
2.625% Mar-2033 (Mar-26): shares issued on conversion at maturity | M sh | Filings |  |  | 0 | 0 | 0 | 0 | 0 | 0 | 0 | 0 | 0 | 0 | 0 | 0 | 0 | 0 | 0 | 0 | 0 | 0 | 0 | 0 | 0 | 0 | 0 | 0 | 0 | 0 | 0 | 0 | 0 | 0 | 0 | 0 | 0 | 0 | 0
2.625% Mar-2033 (Mar-26): dilutive shares (per DilMethod) | M sh | Modeling |  |  | 0 | 0 | 0 | 0 | 0 | 0 | 0 | 0 | 0 | 0 | 0 | 0 | 0 | 0 | 0 | 0 | 0 | 0 | 0 | 0 | 0 | 0 | 0 | 0 | 0 | 0 | 0 | 0 | 0 | 0 | 0 | 0 | 0 | 0 | 0
2.625% Mar-2033 (Mar-26): counted as debt in net debt | $M | Modeling |  |  | 0 | 0 | 0 | 0 | 0 | 0 | 0 | 0 | 1751.5086 | 1763.989 | 1776.6066 | 1789.2241 | 1801.5674 | 1814.0478 | 1826.6654 | 1839.2829 | 1851.7633 | 1864.2437 | 1876.8613 | 1889.4788 | 1901.8221 | 1914.3025 | 1926.9201 | 1939.5376 | 1951.8809 | 1964.3613 | 1976.9788 | 1989.5964 | 0 | 0 | 1789.2241 | 1839.2829 | 1889.4788 | 1939.5376 | 1989.5964
0.50% Feb-2030 (Aug-26): original principal outstanding | $M | Filings |  |  | 0 | 0 | 0 | 0 | 0 | 0 | 0 | 0 | 0 | 0 | 3450 | 3450 | 3450 | 3450 | 3450 | 3450 | 3450 | 3450 | 3450 | 3450 | 3450 | 3450 | 3450 | 3450 | 0 | 0 | 0 | 0 | 0 | 0 | 3450 | 3450 | 3450 | 3450 | 0
0.50% Feb-2030 (Aug-26): cash coupon | $M | Filings |  |  | 0 | 0 | 0 | 0 | 0 | 0 | 0 | 0 | 0 | 0 | 4.3125 | 4.3125 | 4.3125 | 4.3125 | 4.3125 | 4.3125 | 4.3125 | 4.3125 | 4.3125 | 4.3125 | 4.3125 | 4.3125 | 4.3125 | 4.3125 | 0 | 0 | 0 | 0 | 0 | 0 | 8.625 | 17.25 | 17.25 | 17.25 | 0
0.50% Feb-2030 (Aug-26): accretion (non-cash interest) | $M | Filings |  |  | 0 | 0 | 0 | 0 | 0 | 0 | 0 | 0 | 0 | 0 | 24.7858 | 24.7858 | 24.7858 | 24.7858 | 24.7858 | 24.7858 | 24.7858 | 24.7858 | 24.7858 | 24.7858 | 24.7858 | 24.7858 | 24.7858 | 24.7858 | 0 | 0 | 0 | 0 | 0 | 0 | 49.5717 | 99.1434 | 99.1434 | 99.1434 | 0
0.50% Feb-2030 (Aug-26): accreted balance | $M | Filings |  |  | 0 | 0 | 0 | 0 | 0 | 0 | 0 | 0 | 0 | 0 | 3460.0433 | 3485.0157 | 3509.4453 | 3534.1463 | 3559.1188 | 3584.0913 | 3608.7923 | 3633.4933 | 3658.4658 | 3683.4382 | 3707.8678 | 3732.5688 | 3757.5413 | 3782.5138 | 0 | 0 | 0 | 0 | 0 | 0 | 3485.0157 | 3584.0913 | 3683.4382 | 3782.5138 | 0
0.50% Feb-2030 (Aug-26): carrying value (Note 12 amortized cost at 6/30/26 or face at issue, accreted linearly to redemption amount) | $M | Filings |  |  | 0 | 0 | 0 | 0 | 0 | 0 | 0 | 0 | 0 | 0 | 3460.0433 | 3485.0157 | 3509.4453 | 3534.1463 | 3559.1188 | 3584.0913 | 3608.7923 | 3633.4933 | 3658.4658 | 3683.4382 | 3707.8678 | 3732.5688 | 3757.5413 | 3782.5138 | 0 | 0 | 0 | 0 | 0 | 0 | 3485.0157 | 3584.0913 | 3683.4382 | 3782.5138 | 0
0.50% Feb-2030 (Aug-26): cash repayment at maturity (if not converted) | $M | Filings |  |  | 0 | 0 | 0 | 0 | 0 | 0 | 0 | 0 | 0 | 0 | 0 | 0 | 0 | 0 | 0 | 0 | 0 | 0 | 0 | 0 | 0 | 0 | 0 | 0 | 3795 | 0 | 0 | 0 | 0 | 0 | 0 | 0 | 0 | 0 | 3795
0.50% Feb-2030 (Aug-26): shares issued on conversion at maturity | M sh | Filings |  |  | 0 | 0 | 0 | 0 | 0 | 0 | 0 | 0 | 0 | 0 | 0 | 0 | 0 | 0 | 0 | 0 | 0 | 0 | 0 | 0 | 0 | 0 | 0 | 0 | 0 | 0 | 0 | 0 | 0 | 0 | 0 | 0 | 0 | 0 | 0
0.50% Feb-2030 (Aug-26): dilutive shares (per DilMethod) | M sh | Modeling |  |  | 0 | 0 | 0 | 0 | 0 | 0 | 0 | 0 | 0 | 0 | 0 | 0 | 0 | 0 | 0 | 0 | 0 | 0 | 0 | 0 | 0 | 0 | 0 | 0 | 0 | 0 | 0 | 0 | 0 | 0 | 0 | 0 | 0 | 0 | 0
0.50% Feb-2030 (Aug-26): counted as debt in net debt | $M | Modeling |  |  | 0 | 0 | 0 | 0 | 0 | 0 | 0 | 0 | 0 | 0 | 3460.0433 | 3485.0157 | 3509.4453 | 3534.1463 | 3559.1188 | 3584.0913 | 3608.7923 | 3633.4933 | 3658.4658 | 3683.4382 | 3707.8678 | 3732.5688 | 3757.5413 | 3782.5138 | 0 | 0 | 0 | 0 | 0 | 0 | 3485.0157 | 3584.0913 | 3683.4382 | 3782.5138 | 0
4.50% Feb-2034 (Aug-26): original principal outstanding | $M | Filings |  |  | 0 | 0 | 0 | 0 | 0 | 0 | 0 | 0 | 0 | 0 | 2300 | 2300 | 2300 | 2300 | 2300 | 2300 | 2300 | 2300 | 2300 | 2300 | 2300 | 2300 | 2300 | 2300 | 2300 | 2300 | 2300 | 2300 | 0 | 0 | 2300 | 2300 | 2300 | 2300 | 2300
4.50% Feb-2034 (Aug-26): cash coupon | $M | Filings |  |  | 0 | 0 | 0 | 0 | 0 | 0 | 0 | 0 | 0 | 0 | 25.875 | 25.875 | 25.875 | 25.875 | 25.875 | 25.875 | 25.875 | 25.875 | 25.875 | 25.875 | 25.875 | 25.875 | 25.875 | 25.875 | 25.875 | 25.875 | 25.875 | 25.875 | 0 | 0 | 51.75 | 103.5 | 103.5 | 103.5 | 103.5
4.50% Feb-2034 (Aug-26): accretion (non-cash interest) | $M | Filings |  |  | 0 | 0 | 0 | 0 | 0 | 0 | 0 | 0 | 0 | 0 | 19.2184 | 19.2184 | 19.2184 | 19.2184 | 19.2184 | 19.2184 | 19.2184 | 19.2184 | 19.2184 | 19.2184 | 19.2184 | 19.2184 | 19.2184 | 19.2184 | 19.2184 | 19.2184 | 19.2184 | 19.2184 | 0 | 0 | 38.4368 | 76.8736 | 76.8736 | 76.8736 | 76.8736
4.50% Feb-2034 (Aug-26): accreted balance | $M | Filings |  |  | 0 | 0 | 0 | 0 | 0 | 0 | 0 | 0 | 0 | 0 | 2307.7873 | 2327.1504 | 2346.0926 | 2365.2452 | 2384.6083 | 2403.9714 | 2423.1241 | 2442.2767 | 2461.6398 | 2481.0029 | 2499.9451 | 2519.0977 | 2538.4608 | 2557.8239 | 2576.7661 | 2595.9187 | 2615.2818 | 2634.6449 | 0 | 0 | 2327.1504 | 2403.9714 | 2481.0029 | 2557.8239 | 2634.6449
4.50% Feb-2034 (Aug-26): carrying value (Note 12 amortized cost at 6/30/26 or face at issue, accreted linearly to redemption amount) | $M | Filings |  |  | 0 | 0 | 0 | 0 | 0 | 0 | 0 | 0 | 0 | 0 | 2307.7873 | 2327.1504 | 2346.0926 | 2365.2452 | 2384.6083 | 2403.9714 | 2423.1241 | 2442.2767 | 2461.6398 | 2481.0029 | 2499.9451 | 2519.0977 | 2538.4608 | 2557.8239 | 2576.7661 | 2595.9187 | 2615.2818 | 2634.6449 | 0 | 0 | 2327.1504 | 2403.9714 | 2481.0029 | 2557.8239 | 2634.6449
4.50% Feb-2034 (Aug-26): cash repayment at maturity (if not converted) | $M | Filings |  |  | 0 | 0 | 0 | 0 | 0 | 0 | 0 | 0 | 0 | 0 | 0 | 0 | 0 | 0 | 0 | 0 | 0 | 0 | 0 | 0 | 0 | 0 | 0 | 0 | 0 | 0 | 0 | 0 | 0 | 0 | 0 | 0 | 0 | 0 | 0
4.50% Feb-2034 (Aug-26): shares issued on conversion at maturity | M sh | Filings |  |  | 0 | 0 | 0 | 0 | 0 | 0 | 0 | 0 | 0 | 0 | 0 | 0 | 0 | 0 | 0 | 0 | 0 | 0 | 0 | 0 | 0 | 0 | 0 | 0 | 0 | 0 | 0 | 0 | 0 | 0 | 0 | 0 | 0 | 0 | 0
4.50% Feb-2034 (Aug-26): dilutive shares (per DilMethod) | M sh | Modeling |  |  | 0 | 0 | 0 | 0 | 0 | 0 | 0 | 0 | 0 | 0 | 0 | 0 | 0 | 0 | 0 | 0 | 0 | 0 | 0 | 0 | 0 | 0 | 0 | 0 | 0 | 0 | 0 | 0 | 0 | 0 | 0 | 0 | 0 | 0 | 0
4.50% Feb-2034 (Aug-26): counted as debt in net debt | $M | Modeling |  |  | 0 | 0 | 0 | 0 | 0 | 0 | 0 | 0 | 0 | 0 | 2307.7873 | 2327.1504 | 2346.0926 | 2365.2452 | 2384.6083 | 2403.9714 | 2423.1241 | 2442.2767 | 2461.6398 | 2481.0029 | 2499.9451 | 2519.0977 | 2538.4608 | 2557.8239 | 2576.7661 | 2595.9187 | 2615.2818 | 2634.6449 | 0 | 0 | 2327.1504 | 2403.9714 | 2481.0029 | 2557.8239 | 2634.6449
PLAN deal 1 short (Estimated, Aug-26 terms): original principal outstanding | $M | Filings |  |  | 0 | 0 | 0 | 0 | 0 | 0 | 0 | 0 | 0 | 0 | 0 | 0 | 3840 | 3840 | 3840 | 3840 | 3840 | 3840 | 3840 | 3840 | 3840 | 3840 | 3840 | 3840 | 3840 | 3840 | 0 | 0 | 0 | 0 | 0 | 3840 | 3840 | 3840 | 0
PLAN deal 1 short (Estimated, Aug-26 terms): cash coupon | $M | Filings |  |  | 0 | 0 | 0 | 0 | 0 | 0 | 0 | 0 | 0 | 0 | 0 | 0 | 4.8 | 4.8 | 4.8 | 4.8 | 4.8 | 4.8 | 4.8 | 4.8 | 4.8 | 4.8 | 4.8 | 4.8 | 4.8 | 4.8 | 0 | 0 | 0 | 0 | 0 | 19.2 | 19.2 | 19.2 | 9.6
PLAN deal 1 short (Estimated, Aug-26 terms): accretion (non-cash interest) | $M | Filings |  |  | 0 | 0 | 0 | 0 | 0 | 0 | 0 | 0 | 0 | 0 | 0 | 0 | 27.4581 | 27.4581 | 27.4581 | 27.4581 | 27.4581 | 27.4581 | 27.4581 | 27.4581 | 27.4581 | 27.4581 | 27.4581 | 27.4581 | 27.4581 | 27.4581 | 0 | 0 | 0 | 0 | 0 | 109.8324 | 109.8324 | 109.8324 | 54.9162
PLAN deal 1 short (Estimated, Aug-26 terms): accreted balance | $M | Filings |  |  | 0 | 0 | 0 | 0 | 0 | 0 | 0 | 0 | 0 | 0 | 0 | 0 | 3853.5317 | 3880.8958 | 3908.5607 | 3936.2255 | 3963.5897 | 3990.9538 | 4018.6186 | 4046.2835 | 4073.3469 | 4100.711 | 4128.3759 | 4156.0407 | 4183.1042 | 4210.4683 | 0 | 0 | 0 | 0 | 0 | 3936.2255 | 4046.2835 | 4156.0407 | 0
PLAN deal 1 short (Estimated, Aug-26 terms): carrying value (Note 12 amortized cost at 6/30/26 or face at issue, accreted linearly to redemption amount) | $M | Filings |  |  | 0 | 0 | 0 | 0 | 0 | 0 | 0 | 0 | 0 | 0 | 0 | 0 | 3853.5317 | 3880.8958 | 3908.5607 | 3936.2255 | 3963.5897 | 3990.9538 | 4018.6186 | 4046.2835 | 4073.3469 | 4100.711 | 4128.3759 | 4156.0407 | 4183.1042 | 4210.4683 | 0 | 0 | 0 | 0 | 0 | 3936.2255 | 4046.2835 | 4156.0407 | 0
PLAN deal 1 short (Estimated, Aug-26 terms): cash repayment at maturity (if not converted) | $M | Filings |  |  | 0 | 0 | 0 | 0 | 0 | 0 | 0 | 0 | 0 | 0 | 0 | 0 | 0 | 0 | 0 | 0 | 0 | 0 | 0 | 0 | 0 | 0 | 0 | 0 | 0 | 0 | 4224 | 0 | 0 | 0 | 0 | 0 | 0 | 0 | 4224
PLAN deal 1 short (Estimated, Aug-26 terms): shares issued on conversion at maturity | M sh | Filings |  |  | 0 | 0 | 0 | 0 | 0 | 0 | 0 | 0 | 0 | 0 | 0 | 0 | 0 | 0 | 0 | 0 | 0 | 0 | 0 | 0 | 0 | 0 | 0 | 0 | 0 | 0 | 0 | 0 | 0 | 0 | 0 | 0 | 0 | 0 | 0
PLAN deal 1 short (Estimated, Aug-26 terms): dilutive shares (per DilMethod) | M sh | Modeling |  |  | 0 | 0 | 0 | 0 | 0 | 0 | 0 | 0 | 0 | 0 | 0 | 0 | 0 | 0 | 0 | 0 | 0 | 0 | 0 | 0 | 0 | 0 | 0 | 0 | 0 | 0 | 0 | 0 | 0 | 0 | 0 | 0 | 0 | 0 | 0
PLAN deal 1 short (Estimated, Aug-26 terms): counted as debt in net debt | $M | Modeling |  |  | 0 | 0 | 0 | 0 | 0 | 0 | 0 | 0 | 0 | 0 | 0 | 0 | 3853.5317 | 3880.8958 | 3908.5607 | 3936.2255 | 3963.5897 | 3990.9538 | 4018.6186 | 4046.2835 | 4073.3469 | 4100.711 | 4128.3759 | 4156.0407 | 4183.1042 | 4210.4683 | 0 | 0 | 0 | 0 | 0 | 3936.2255 | 4046.2835 | 4156.0407 | 0
PLAN deal 1 long (Estimated, Aug-26 terms): original principal outstanding | $M | Filings |  |  | 0 | 0 | 0 | 0 | 0 | 0 | 0 | 0 | 0 | 0 | 0 | 0 | 2560 | 2560 | 2560 | 2560 | 2560 | 2560 | 2560 | 2560 | 2560 | 2560 | 2560 | 2560 | 2560 | 2560 | 2560 | 2560 | 0 | 0 | 0 | 2560 | 2560 | 2560 | 2560
PLAN deal 1 long (Estimated, Aug-26 terms): cash coupon | $M | Filings |  |  | 0 | 0 | 0 | 0 | 0 | 0 | 0 | 0 | 0 | 0 | 0 | 0 | 28.8 | 28.8 | 28.8 | 28.8 | 28.8 | 28.8 | 28.8 | 28.8 | 28.8 | 28.8 | 28.8 | 28.8 | 28.8 | 28.8 | 28.8 | 28.8 | 0 | 0 | 0 | 115.2 | 115.2 | 115.2 | 115.2
PLAN deal 1 long (Estimated, Aug-26 terms): accretion (non-cash interest) | $M | Filings |  |  | 0 | 0 | 0 | 0 | 0 | 0 | 0 | 0 | 0 | 0 | 0 | 0 | 21.344 | 21.344 | 21.344 | 21.344 | 21.344 | 21.344 | 21.344 | 21.344 | 21.344 | 21.344 | 21.344 | 21.344 | 21.344 | 21.344 | 21.344 | 21.344 | 0 | 0 | 0 | 85.3762 | 85.3762 | 85.3762 | 85.3762
PLAN deal 1 long (Estimated, Aug-26 terms): accreted balance | $M | Filings |  |  | 0 | 0 | 0 | 0 | 0 | 0 | 0 | 0 | 0 | 0 | 0 | 0 | 2570.5186 | 2591.7896 | 2613.2944 | 2634.7991 | 2656.0701 | 2677.3411 | 2698.8459 | 2720.3506 | 2741.3879 | 2762.6589 | 2784.1636 | 2805.6684 | 2826.7056 | 2847.9766 | 2869.4814 | 2890.9861 | 0 | 0 | 0 | 2634.7991 | 2720.3506 | 2805.6684 | 2890.9861
PLAN deal 1 long (Estimated, Aug-26 terms): carrying value (Note 12 amortized cost at 6/30/26 or face at issue, accreted linearly to redemption amount) | $M | Filings |  |  | 0 | 0 | 0 | 0 | 0 | 0 | 0 | 0 | 0 | 0 | 0 | 0 | 2570.5186 | 2591.7896 | 2613.2944 | 2634.7991 | 2656.0701 | 2677.3411 | 2698.8459 | 2720.3506 | 2741.3879 | 2762.6589 | 2784.1636 | 2805.6684 | 2826.7056 | 2847.9766 | 2869.4814 | 2890.9861 | 0 | 0 | 0 | 2634.7991 | 2720.3506 | 2805.6684 | 2890.9861
PLAN deal 1 long (Estimated, Aug-26 terms): cash repayment at maturity (if not converted) | $M | Filings |  |  | 0 | 0 | 0 | 0 | 0 | 0 | 0 | 0 | 0 | 0 | 0 | 0 | 0 | 0 | 0 | 0 | 0 | 0 | 0 | 0 | 0 | 0 | 0 | 0 | 0 | 0 | 0 | 0 | 0 | 0 | 0 | 0 | 0 | 0 | 0
PLAN deal 1 long (Estimated, Aug-26 terms): shares issued on conversion at maturity | M sh | Filings |  |  | 0 | 0 | 0 | 0 | 0 | 0 | 0 | 0 | 0 | 0 | 0 | 0 | 0 | 0 | 0 | 0 | 0 | 0 | 0 | 0 | 0 | 0 | 0 | 0 | 0 | 0 | 0 | 0 | 0 | 0 | 0 | 0 | 0 | 0 | 0
PLAN deal 1 long (Estimated, Aug-26 terms): dilutive shares (per DilMethod) | M sh | Modeling |  |  | 0 | 0 | 0 | 0 | 0 | 0 | 0 | 0 | 0 | 0 | 0 | 0 | 0 | 0 | 0 | 0 | 0 | 0 | 0 | 0 | 0 | 0 | 0 | 0 | 0 | 0 | 0 | 0 | 0 | 0 | 0 | 0 | 0 | 0 | 0
PLAN deal 1 long (Estimated, Aug-26 terms): counted as debt in net debt | $M | Modeling |  |  | 0 | 0 | 0 | 0 | 0 | 0 | 0 | 0 | 0 | 0 | 0 | 0 | 2570.5186 | 2591.7896 | 2613.2944 | 2634.7991 | 2656.0701 | 2677.3411 | 2698.8459 | 2720.3506 | 2741.3879 | 2762.6589 | 2784.1636 | 2805.6684 | 2826.7056 | 2847.9766 | 2869.4814 | 2890.9861 | 0 | 0 | 0 | 2634.7991 | 2720.3506 | 2805.6684 | 2890.9861
PLAN deal 2 short (Estimated, Aug-26 terms): original principal outstanding | $M | Filings |  |  | 0 | 0 | 0 | 0 | 0 | 0 | 0 | 0 | 0 | 0 | 0 | 0 | 0 | 0 | 3840 | 3840 | 3840 | 3840 | 3840 | 3840 | 3840 | 3840 | 3840 | 3840 | 3840 | 3840 | 3840 | 3840 | 0 | 0 | 0 | 3840 | 3840 | 3840 | 3840
PLAN deal 2 short (Estimated, Aug-26 terms): cash coupon | $M | Filings |  |  | 0 | 0 | 0 | 0 | 0 | 0 | 0 | 0 | 0 | 0 | 0 | 0 | 0 | 0 | 4.8 | 4.8 | 4.8 | 4.8 | 4.8 | 4.8 | 4.8 | 4.8 | 4.8 | 4.8 | 4.8 | 4.8 | 4.8 | 4.8 | 0 | 0 | 0 | 9.6 | 19.2 | 19.2 | 19.2
PLAN deal 2 short (Estimated, Aug-26 terms): accretion (non-cash interest) | $M | Filings |  |  | 0 | 0 | 0 | 0 | 0 | 0 | 0 | 0 | 0 | 0 | 0 | 0 | 0 | 0 | 27.3938 | 27.3938 | 27.3938 | 27.3938 | 27.3938 | 27.3938 | 27.3938 | 27.3938 | 27.3938 | 27.3938 | 27.3938 | 27.3938 | 27.3938 | 27.3938 | 0 | 0 | 0 | 54.7875 | 109.575 | 109.575 | 109.575
PLAN deal 2 short (Estimated, Aug-26 terms): accreted balance | $M | Filings |  |  | 0 | 0 | 0 | 0 | 0 | 0 | 0 | 0 | 0 | 0 | 0 | 0 | 0 | 0 | 3854.1 | 3881.7 | 3909 | 3936.3 | 3963.9 | 3991.5 | 4018.5 | 4045.8 | 4073.4 | 4101 | 4128 | 4155.3 | 4182.9 | 4210.5 | 0 | 0 | 0 | 3881.7 | 3991.5 | 4101 | 4210.5
PLAN deal 2 short (Estimated, Aug-26 terms): carrying value (Note 12 amortized cost at 6/30/26 or face at issue, accreted linearly to redemption amount) | $M | Filings |  |  | 0 | 0 | 0 | 0 | 0 | 0 | 0 | 0 | 0 | 0 | 0 | 0 | 0 | 0 | 3854.1 | 3881.7 | 3909 | 3936.3 | 3963.9 | 3991.5 | 4018.5 | 4045.8 | 4073.4 | 4101 | 4128 | 4155.3 | 4182.9 | 4210.5 | 0 | 0 | 0 | 3881.7 | 3991.5 | 4101 | 4210.5
PLAN deal 2 short (Estimated, Aug-26 terms): cash repayment at maturity (if not converted) | $M | Filings |  |  | 0 | 0 | 0 | 0 | 0 | 0 | 0 | 0 | 0 | 0 | 0 | 0 | 0 | 0 | 0 | 0 | 0 | 0 | 0 | 0 | 0 | 0 | 0 | 0 | 0 | 0 | 0 | 0 | 0 | 0 | 0 | 0 | 0 | 0 | 0
PLAN deal 2 short (Estimated, Aug-26 terms): shares issued on conversion at maturity | M sh | Filings |  |  | 0 | 0 | 0 | 0 | 0 | 0 | 0 | 0 | 0 | 0 | 0 | 0 | 0 | 0 | 0 | 0 | 0 | 0 | 0 | 0 | 0 | 0 | 0 | 0 | 0 | 0 | 0 | 0 | 0 | 0 | 0 | 0 | 0 | 0 | 0
PLAN deal 2 short (Estimated, Aug-26 terms): dilutive shares (per DilMethod) | M sh | Modeling |  |  | 0 | 0 | 0 | 0 | 0 | 0 | 0 | 0 | 0 | 0 | 0 | 0 | 0 | 0 | 0 | 0 | 0 | 0 | 0 | 0 | 0 | 0 | 0 | 0 | 0 | 0 | 0 | 0 | 0 | 0 | 0 | 0 | 0 | 0 | 0
PLAN deal 2 short (Estimated, Aug-26 terms): counted as debt in net debt | $M | Modeling |  |  | 0 | 0 | 0 | 0 | 0 | 0 | 0 | 0 | 0 | 0 | 0 | 0 | 0 | 0 | 3854.1 | 3881.7 | 3909 | 3936.3 | 3963.9 | 3991.5 | 4018.5 | 4045.8 | 4073.4 | 4101 | 4128 | 4155.3 | 4182.9 | 4210.5 | 0 | 0 | 0 | 3881.7 | 3991.5 | 4101 | 4210.5
PLAN deal 2 long (Estimated, Aug-26 terms): original principal outstanding | $M | Filings |  |  | 0 | 0 | 0 | 0 | 0 | 0 | 0 | 0 | 0 | 0 | 0 | 0 | 0 | 0 | 2560 | 2560 | 2560 | 2560 | 2560 | 2560 | 2560 | 2560 | 2560 | 2560 | 2560 | 2560 | 2560 | 2560 | 0 | 0 | 0 | 2560 | 2560 | 2560 | 2560
PLAN deal 2 long (Estimated, Aug-26 terms): cash coupon | $M | Filings |  |  | 0 | 0 | 0 | 0 | 0 | 0 | 0 | 0 | 0 | 0 | 0 | 0 | 0 | 0 | 28.8 | 28.8 | 28.8 | 28.8 | 28.8 | 28.8 | 28.8 | 28.8 | 28.8 | 28.8 | 28.8 | 28.8 | 28.8 | 28.8 | 0 | 0 | 0 | 57.6 | 115.2 | 115.2 | 115.2
PLAN deal 2 long (Estimated, Aug-26 terms): accretion (non-cash interest) | $M | Filings |  |  | 0 | 0 | 0 | 0 | 0 | 0 | 0 | 0 | 0 | 0 | 0 | 0 | 0 | 0 | 21.3207 | 21.3207 | 21.3207 | 21.3207 | 21.3207 | 21.3207 | 21.3207 | 21.3207 | 21.3207 | 21.3207 | 21.3207 | 21.3207 | 21.3207 | 21.3207 | 0 | 0 | 0 | 42.6414 | 85.2827 | 85.2827 | 85.2827
PLAN deal 2 long (Estimated, Aug-26 terms): accreted balance | $M | Filings |  |  | 0 | 0 | 0 | 0 | 0 | 0 | 0 | 0 | 0 | 0 | 0 | 0 | 0 | 0 | 2570.9741 | 2592.4553 | 2613.703 | 2634.9507 | 2656.432 | 2677.9132 | 2698.9274 | 2720.1751 | 2741.6563 | 2763.1375 | 2784.1518 | 2805.3995 | 2826.8807 | 2848.3619 | 0 | 0 | 0 | 2592.4553 | 2677.9132 | 2763.1375 | 2848.3619
PLAN deal 2 long (Estimated, Aug-26 terms): carrying value (Note 12 amortized cost at 6/30/26 or face at issue, accreted linearly to redemption amount) | $M | Filings |  |  | 0 | 0 | 0 | 0 | 0 | 0 | 0 | 0 | 0 | 0 | 0 | 0 | 0 | 0 | 2570.9741 | 2592.4553 | 2613.703 | 2634.9507 | 2656.432 | 2677.9132 | 2698.9274 | 2720.1751 | 2741.6563 | 2763.1375 | 2784.1518 | 2805.3995 | 2826.8807 | 2848.3619 | 0 | 0 | 0 | 2592.4553 | 2677.9132 | 2763.1375 | 2848.3619
PLAN deal 2 long (Estimated, Aug-26 terms): cash repayment at maturity (if not converted) | $M | Filings |  |  | 0 | 0 | 0 | 0 | 0 | 0 | 0 | 0 | 0 | 0 | 0 | 0 | 0 | 0 | 0 | 0 | 0 | 0 | 0 | 0 | 0 | 0 | 0 | 0 | 0 | 0 | 0 | 0 | 0 | 0 | 0 | 0 | 0 | 0 | 0
PLAN deal 2 long (Estimated, Aug-26 terms): shares issued on conversion at maturity | M sh | Filings |  |  | 0 | 0 | 0 | 0 | 0 | 0 | 0 | 0 | 0 | 0 | 0 | 0 | 0 | 0 | 0 | 0 | 0 | 0 | 0 | 0 | 0 | 0 | 0 | 0 | 0 | 0 | 0 | 0 | 0 | 0 | 0 | 0 | 0 | 0 | 0
PLAN deal 2 long (Estimated, Aug-26 terms): dilutive shares (per DilMethod) | M sh | Modeling |  |  | 0 | 0 | 0 | 0 | 0 | 0 | 0 | 0 | 0 | 0 | 0 | 0 | 0 | 0 | 0 | 0 | 0 | 0 | 0 | 0 | 0 | 0 | 0 | 0 | 0 | 0 | 0 | 0 | 0 | 0 | 0 | 0 | 0 | 0 | 0
PLAN deal 2 long (Estimated, Aug-26 terms): counted as debt in net debt | $M | Modeling |  |  | 0 | 0 | 0 | 0 | 0 | 0 | 0 | 0 | 0 | 0 | 0 | 0 | 0 | 0 | 2570.9741 | 2592.4553 | 2613.703 | 2634.9507 | 2656.432 | 2677.9132 | 2698.9274 | 2720.1751 | 2741.6563 | 2763.1375 | 2784.1518 | 2805.3995 | 2826.8807 | 2848.3619 | 0 | 0 | 0 | 2592.4553 | 2677.9132 | 2763.1375 | 2848.3619
Convert totals
Original principal outstanding | $M | Modeling |  |  | 0 | 0 | 0 | 0 | 0 | 975 | 4137.5 | 4137.5 | 8475 | 8475 | 13425 | 13425 | 19825 | 19825 | 26225 | 26225 | 26225 | 26225 | 26225 | 26225 | 26225 | 26137.5 | 26137.5 | 26137.5 | 22687.5 | 22687.5 | 17266.25 | 17266.25 | 0 | 4137.5 | 13425 | 26225 | 26225 | 26137.5 | 17266.25
Cash coupons | $M | Modeling |  |  | 0 | 0 | 0 | 0 | 0 | 6.0938 | 20.918 | 20.918 | 40.4883 | 40.4883 | 65.6758 | 65.6758 | 99.2758 | 99.2758 | 132.8758 | 132.8758 | 132.8758 | 132.8758 | 132.8758 | 132.8758 | 132.8758 | 132.4383 | 132.4383 | 132.4383 | 128.1258 | 128.1258 | 119.3727 | 119.3727 | 0 | 47.9297 | 212.3281 | 464.3031 | 531.5031 | 530.1906 | 494.9969
Accretion (non-cash) | $M | Modeling |  |  | 0 | 0 | 0 | 0 | 0 | 9.9264 | 30.2575 | 30.2575 | 68.7304 | 68.7304 | 104.5899 | 104.5899 | 153.3921 | 153.3921 | 202.1065 | 202.1065 | 202.1065 | 202.1065 | 202.1065 | 202.1065 | 202.1065 | 201.1469 | 201.1469 | 201.1469 | 176.361 | 176.361 | 137.0419 | 137.0419 | 0 | 70.4415 | 346.6407 | 710.9972 | 808.4261 | 805.5471 | 626.8058
Accreted balance | $M | Modeling |  |  | 0 | 0 | 0 | 0 | 0 | 977.7177 | 4153.5586 | 4184.044 | 8556.0013 | 8624.4965 | 13618.5824 | 13723.9598 | 20251.0967 | 20403.9638 | 26983.5849 | 27187.2131 | 27388.628 | 27590.0428 | 27793.671 | 27997.2992 | 28196.5007 | 28294.7983 | 28497.4596 | 28700.1209 | 25091.4332 | 25267.1906 | 19386.3604 | 19524.4341 | 0 | 4184.044 | 13723.9598 | 27187.2131 | 27997.2992 | 28700.1209 | 19524.4341
Cash repayments at maturity | $M | Modeling |  |  | 0 | 0 | 0 | 0 | 0 | 0 | 0 | 0 | 0 | 0 | 0 | 0 | 0 | 0 | 0 | 0 | 0 | 0 | 0 | 0 | 0 | 102.8125 | 0 | 0 | 3795 | 0 | 6042.4375 | 0 | 0 | 0 | 0 | 0 | 0 | 102.8125 | 9837.4375
Shares issued at maturity conversion | M sh | Modeling |  |  | 0 | 0 | 0 | 0 | 0 | 0 | 0 | 0 | 0 | 0 | 0 | 0 | 0 | 0 | 0 | 0 | 0 | 0 | 0 | 0 | 0 | 0 | 0 | 0 | 0 | 0 | 0 | 0 | 0 | 0 | 0 | 0 | 0 | 0 | 0
Dilutive convert shares | M sh | Modeling |  |  | 0 | 0 | 0 | 0 | 0 | 0 | 0 | 0 | 0 | 0 | 0 | 0 | 0 | 0 | 0 | 0 | 0 | 0 | 0 | 0 | 0 | 0 | 0 | 0 | 0 | 0 | 0 | 0 | 0 | 0 | 0 | 0 | 0 | 0 | 0
Converts counted as debt | $M | Modeling |  |  | 0 | 0 | 0 | 0 | 0 | 977.7177 | 4153.5586 | 4184.044 | 8556.0013 | 8624.4965 | 13618.5824 | 13723.9598 | 20251.0967 | 20403.9638 | 26983.5849 | 27187.2131 | 27388.628 | 27590.0428 | 27793.671 | 27997.2992 | 28196.5007 | 28294.7983 | 28497.4596 | 28700.1209 | 25091.4332 | 25267.1906 | 19386.3604 | 19524.4341 | 0 | 4184.044 | 13723.9598 | 27187.2131 | 27997.2992 | 28700.1209 | 19524.4341
Secured term loan ($775M, SOFR + 2.50%)
Secured loan balance | $M | Filings | Bullet assumed (amortization n.d.) |  | 0 | 0 | 0 | 0 | 0 | 0 | 0 | 0 | 0 | 0 | 0 | 0 | 0 | 0 | 0 | 0 | 0 | 0 | 0 | 0 | 0 | 0 | 0 | 0 | 0 | 0 | 0 | 0 | 0 | 0 | 0 | 0 | 0 | 0 | 0
Secured loan interest | $M | Filings |  |  | 0 | 0 | 0 | 0 | 0 | 0 | 0 | 0 | 0 | 0 | 0 | 0 | 0 | 0 | 0 | 0 | 0 | 0 | 0 | 0 | 0 | 0 | 0 | 0 | 0 | 0 | 0 | 0 | 0 | 0 | 0 | 0 | 0 | 0 | 0
Secured loan draws (+) / repayments (-) | $M | Filings |  |  | 0 | 0 | 0 | 0 | 0 | 0 | 0 | 0 | 0 | 0 | 0 | 0 | 0 | 0 | 0 | 0 | 0 | 0 | 0 | 0 | 0 | 0 | 0 | 0 | 0 | 0 | 0 | 0 | 0 | 0 | 0 | 0 | 0 | 0 | 0
Formulas:
Maturity date = EDATE([Issue date],12*FP_TenS)
Maturity date = EDATE([Issue date],12*FP_TenL)

## PnL
PnL
Quarterly P&L. History = reported (COR/PD/SG&A GAAP incl. SBC); forecast = driver-based ex-SBC with SBC below EBITDA. Interest/tax/net income modeled for forecast only.
Line item | Unit | Owner | Tag / source / method | Open | Q1'24 | Q2'24 | Q3'24 | Q4'24 | Q1'25 | Q2'25 | Q3'25 | Q4'25 | Q1'26 | Q2'26 | Q3'26 | Q4'26 | Q1'27 | Q2'27 | Q3'27 | Q4'27 | Q1'28 | Q2'28 | Q3'28 | Q4'28 | Q1'29 | Q2'29 | Q3'29 | Q4'29 | Q1'30 | Q2'30 | Q3'30 | Q4'30 | FY2024 | FY2025 | FY2026 | FY2027 | FY2028 | FY2029 | FY2030
Period end |  |  |  |  | 2024-03-31 | 2024-06-30 | 2024-09-30 | 2024-12-31 | 2025-03-31 | 2025-06-30 | 2025-09-30 | 2025-12-31 | 2026-03-31 | 2026-06-30 | 2026-09-30 | 2026-12-31 | 2027-03-31 | 2027-06-30 | 2027-09-30 | 2027-12-31 | 2028-03-31 | 2028-06-30 | 2028-09-30 | 2028-12-31 | 2029-03-31 | 2029-06-30 | 2029-09-30 | 2029-12-31 | 2030-03-31 | 2030-06-30 | 2030-09-30 | 2030-12-31
Index |  |  |  | 0 | 1 | 2 | 3 | 4 | 5 | 6 | 7 | 8 | 9 | 10 | 11 | 12 | 13 | 14 | 15 | 16 | 17 | 18 | 19 | 20 | 21 | 22 | 23 | 24 | 25 | 26 | 27 | 28
A = actual / F = forecast | bar: 2024-03-31 to 2030-12-31
Fiscal year |  |  |  |  | 2024 | 2024 | 2024 | 2024 | 2025 | 2025 | 2025 | 2025 | 2026 | 2026 | 2026 | 2026 | 2027 | 2027 | 2027 | 2027 | 2028 | 2028 | 2028 | 2028 | 2029 | 2029 | 2029 | 2029 | 2030 | 2030 | 2030 | 2030 | 2024 | 2025 | 2026 | 2027 | 2028 | 2029 | 2030
Revenue
Group revenue | $M | Revenue |  |  | 11.4 | 14.5 | 32.1 | 35.2 | 50.9 | 105.1 | 146.1 | 227.7 | 399 | 582.3 | 674.6864 | 809.0931 | 1027.6473 | 1633.1305 | 2462.2117 | 3086.2509 | 4013.8906 | 4748.0695 | 5292.3299 | 5662.5066 | 6382.4204 | 7098.6928 | 7804.0448 | 8524.7877 | 9491.4311 | 10485.1407 | 10450.9673 | 10565.4112 | 93.2 | 529.8 | 2465.0795 | 8209.2404 | 19716.7966 | 29809.9457 | 40992.9503
AI cloud revenue | $M | Revenue |  |  | 10.3 | 13.1 | 28.9 | 31.7 | 41.4 | 93.6 | 138.8 | 214.2 | 389.7 | 574.9 | 667.1384 | 801.3942 | 1019.7944 | 1625.1205 | 2454.0415 | 3077.9173 | 4005.3903 | 4739.3992 | 5283.4862 | 5653.4861 | 6373.2194 | 7089.3078 | 7794.4721 | 8515.0235 | 9481.4716 | 10474.9821 | 10440.6055 | 10554.8422 | 84 | 488 | 2433.1326 | 8176.8737 | 19681.7618 | 29772.0229 | 40951.9014
YoY growth | % | [7 empty] | 346.5% | 624.8% | 355.1% | 546.9% | 683.9% | 454% | 361.8% | 255.3% | 157.6% | 180.5% | 264.9% | 281.4% | 290.6% | 190.7% | 114.9% | 83.48% | 59.01% | 49.51% | 47.46% | 50.55% | 48.71% | 47.71% | 33.92% | 23.94% |  | 468.5% | 365.3% | 233% | 140.2% | 51.19% | 37.51%
Operating costs
Power - Vineland (Microsoft billing MW physically energized, PPA/genset opex) | $M | Capacity | min(MS billing IT MW, Vineland energized IT MW) x PUE x VinPower / 4 |  | 0 | 0 | 0 | 0 | 0 | 0 | 0 | 9.0062 | 12.8906 | 13.4062 | 13.4062 | 22.6875 | 28.1187 | 40.7344 | 57.9219 | 68.75 | 80.7812 | 80.7812 | 80.7812 | 80.7812 | 80.7812 | 80.7812 | 80.7812 | 80.7812 | 80.7812 | 80.7812 | 80.7812 | 73.3333 | 0 | 9.0062 | 62.3906 | 195.525 | 323.125 | 323.125 | 315.6771
Power - rest of fleet | $M | Capacity | (avg IT MW - Vineland physical MS MW) x LoadFactor x PUE x hrs x $/MWh |  | 3.7228 | 3.7228 | 3.7637 | 4.1777 | 6.1119 | 7.8178 | 8.8446 | 12.0074 | 18.9796 | 22.5618 | 23.7619 | 22.1473 | 28.7638 | 42.4661 | 61.796 | 86.2895 | 116.668 | 146.1836 | 168.038 | 181.7794 | 204.256 | 232.2237 | 260.5342 | 286.2928 | 316.159 | 356.1628 | 360.0767 | 363.6647 | 15.3869 | 34.7816 | 87.4505 | 219.3155 | 612.669 | 983.3068 | 1396.0633
Rent - leased / colo / build-to-suit (shell + power infra) | $M | Capacity | avg IT MW x (1 - owned share) x PUE x RentMW / 4 |  | 0 | 0 | 0 | 3.1986 | 13.8951 | 17.5781 | 15.8879 | 40.8959 | 65.382 | 77.8398 | 87.9945 | 108.7049 | 151.2385 | 222.6091 | 299.9211 | 354.5433 | 436.6892 | 459.6267 | 512.9197 | 469.2986 | 526.746 | 489.7976 | 535.8951 | 474.3674 | 528.18 | 581.9926 | 581.9926 | 493.5586 | 3.1986 | 88.2571 | 339.9213 | 1028.3121 | 1878.5342 | 2026.8061 | 2185.7238
AIB CLT1 rent differential (CLT1Rent per IT MW vs generic RentMW x PUE) | $M | Capacity | CLT1 billing MW (energized lagged EnLag) x (CLT1Rent - RentMW x PUE) / 4 |  | 0 | 0 | 0 | 0 | 0 | 0 | 0 | 0 | 0 | 0 | 0 | 0 | 0 | 0 | 0 | -1.9141 | -3.8281 | -5.7422 | -5.7422 | -7.6562 | -7.6562 | -7.6562 | -7.6562 | -7.6562 | -7.6562 | -7.6562 | -7.6562 | -7.6562 | 0 | 0 | 0 | -1.9141 | -22.9688 | -30.625 | -30.625
Other cost of revenue | $M | Modeling |  |  | 0.684 | 0.87 | 1.926 | 2.112 | 3.054 | 6.306 | 8.766 | 13.662 | 23.94 | 34.938 | 40.4812 | 48.5456 | 61.6588 | 97.9878 | 147.7327 | 185.1751 | 240.8334 | 284.8842 | 317.5398 | 339.7504 | 382.9452 | 425.9216 | 468.2427 | 511.4873 | 569.4859 | 629.1084 | 627.058 | 633.9247 | 5.592 | 31.788 | 147.9048 | 492.5544 | 1183.0078 | 1788.5967 | 2459.577
Owned-site O&M (staff, maintenance, insurance, property tax; NO rent) | $M | Capacity | avg IT MW x owned share x (OwnOpex - power per IT MW) / 4 (OwnOpexOn) else OM_MW |  | 0 | 0 | 0 | 0 | 0 | 0 | 0 | 0 | 0 | 0 | 22.8364 | 17.9759 | 17.6265 | 24.3555 | 45.8426 | 86.3536 | 129.9051 | 188.675 | 207.1841 | 264.9378 | 297.3692 | 380.7773 | 416.6142 | 513.4102 | 571.6518 | 629.8935 | 629.8935 | 679.9825 | 0 | 0 | 40.8123 | 174.1781 | 790.702 | 1608.1708 | 2511.4214
Cost of revenue (hist = reported GAAP) | $M | Modeling |  |  | 9.1 | 8.1 | 9.9 | 21.1 | 24.7 | 30.1 | 42.9 | 68.5 | 103.8 | 133.6 | 188.4803 | 220.0612 | 287.4064 | 428.1529 | 613.2143 | 779.1975 | 1001.049 | 1154.4085 | 1280.7206 | 1328.8912 | 1484.4414 | 1601.8452 | 1754.4113 | 1858.6826 | 2058.6017 | 2270.2824 | 2272.1459 | 2236.8076 | 48.2 | 166.2 | 645.9415 | 2107.9711 | 4765.0693 | 6699.3805 | 8837.8375
Product development (hist GAAP; fcst ex-SBC) | $M | Modeling |  |  | 29 | 25.6 | 31.4 | 31.9 | 36.5 | 42.8 | 44.9 | 53.1 | 67.4 | 191 | 74.2155 | 89.0002 | 92.4883 | 146.9817 | 221.5991 | 277.7626 | 321.1112 | 379.8456 | 423.3864 | 453.0005 | 446.7694 | 496.9085 | 546.2831 | 596.7351 | 569.4859 | 629.1084 | 627.058 | 633.9247 | 117.9 | 177.3 | 421.6157 | 738.8316 | 1577.3437 | 2086.6962 | 2459.577
SG&A (hist GAAP; fcst ex-SBC) | $M | Modeling |  |  | 44.2 | 39 | 47.9 | 85.4 | 60.9 | 68.2 | 89.5 | 159.9 | 143.8 | 173.9 | 148.431 | 178.0005 | 143.8706 | 228.6383 | 344.7096 | 432.0751 | 401.3891 | 474.807 | 529.233 | 566.2507 | 510.5936 | 567.8954 | 624.3236 | 681.983 | 664.4002 | 733.9598 | 731.5677 | 739.5788 | 216.5 | 378.5 | 644.1315 | 1149.2937 | 1971.6797 | 2384.7957 | 2869.5065
Profitability
Peer-margin overlay (sensitivity; PeerMarginOn): cost so adj. EBITDA margin <= MarginPeer from PeerMarginYr | $M | GPU Market |  |  | 0 | 0 | 0 | 0 | 0 | 0 | 0 | 0 | 0 | 0 | 0 | 0 | 0 | 0 | 0 | 0 | 0 | 0 | 0 | 0 | 0 | 0 | 0 | 0 | 0 | 0 | 0 | 0 | 0 | 0 | 0 | 0 | 0 | 0 | 0
ADJUSTED EBITDA | $M | Modeling | History = reported adj. EBITDA |  | -70.9 | -58.1 | -45.9 | -63.9 | -53.7 | -21 | -5.2 | 15 | 129.5 | 236.2 | 263.5596 | 322.0312 | 503.882 | 829.3576 | 1282.6887 | 1597.2157 | 2290.3413 | 2739.0085 | 3058.9899 | 3314.3643 | 3940.6159 | 4432.0437 | 4879.0268 | 5387.3869 | 6198.9434 | 6851.79 | 6820.1957 | 6955.1002 | -238.8 | -64.9 | 951.2908 | 4213.144 | 11402.704 | 18639.0733 | 26826.0292
Adj. EBITDA margin | % |  |  |  | -621.9% | -400.7% | -143% | -181.5% | -105.5% | -19.98% | -3.559% | 6.588% | 32.46% | 40.56% | 39.06% | 39.8% | 49.03% | 50.78% | 52.09% | 51.75% | 57.06% | 57.69% | 57.8% | 58.53% | 61.74% | 62.43% | 62.52% | 63.2% | 65.31% | 65.35% | 65.26% | 65.83% | -256.2% | -12.25% | 38.59% | 51.32% | 57.83% | 62.53% | 65.44%
SBC & other EBITDA adjustments | $M | Filings | Hist derived = adj EBITDA - (rev - GAAP opex ex-D&A) |  | 0 | 0.1 | 11.2 | 39.3 | 17.5 | 15 | 26 | 68.8 | 45.5 | 152.4 | 26.9875 | 32.3637 | 41.1059 | 65.3252 | 98.4885 | 123.45 | 160.5556 | 189.9228 | 211.6932 | 226.5003 | 255.2968 | 283.9477 | 312.1618 | 340.9915 | 379.6572 | 419.4056 | 418.0387 | 422.6164 | 50.6 | 127.3 | 257.2512 | 328.3696 | 788.6719 | 1192.3978 | 1639.718
Depreciation & amortization | $M | Capex_DA |  |  | 8.9 | 11.4 | 23.5 | 33.3 | 49.1 | 75.2 | 99 | 180.7 | 212 | 259.7 | 587.0866 | 590.9453 | 755.7857 | 1049.691 | 1406.6535 | 1808.1345 | 2358.1677 | 2591.8268 | 2911.0254 | 3020.578 | 3653.9806 | 3749.2615 | 4386.3417 | 4518.7344 | 5426.835 | 5442.0203 | 5458.1993 | 5473.4453 | 77.1 | 404 | 1649.7319 | 5020.2646 | 10881.5979 | 16308.3182 | 21800.4999
Impairment / repricing | $M | Skeptic |  |  | 0 | 0 | 0 | 0 | 0 | 0 | 0 | 0 | 0 | 0 | 0 | 0 | 0 | 0 | 0 | 0 | 0 | 0 | 0 | 0 | 0 | 0 | 0 | 0 | 0 | 0 | 0 | 0 | 0 | 0 | 0 | 0 | 0 | 0 | 0
EBIT | $M | Modeling |  |  | -79.8 | -69.6 | -80.6 | -136.5 | -120.3 | -111.2 | -130.2 | -234.5 | -128 | -175.9 | -350.5144 | -301.2778 | -293.0096 | -285.6586 | -222.4533 | -334.3688 | -228.382 | -42.7411 | -63.7287 | 67.286 | 31.3385 | 398.8344 | 180.5233 | 527.6611 | 392.4511 | 990.3641 | 943.9576 | 1059.0385 | -366.5 | -596.2 | -955.6922 | -1135.4902 | -267.5658 | 1138.3573 | 3385.8113
EBIT margin | % |  |  |  | -700% | -480% | -251.1% | -387.8% | -236.3% | -105.8% | -89.12% | -103% | -32.08% | -30.21% | -51.95% | -37.24% | -28.51% | -17.49% | -9.035% | -10.83% | -5.69% | -0.9002% | -1.204% | 1.188% | 0.491% | 5.618% | 2.313% | 6.19% | 4.135% | 9.445% | 9.032% | 10.02% | -393.2% | -112.5% | -38.77% | -13.83% | -1.357% | 3.819% | 8.259%
Below EBIT (forecast only; history: see filings)
Convert cash coupons | $M | Financing |  |  | 0 | 0 | 0 | 0 | 0 | 0 | 0 | 0 | 0 | 0 | 65.6758 | 65.6758 | 99.2758 | 99.2758 | 132.8758 | 132.8758 | 132.8758 | 132.8758 | 132.8758 | 132.8758 | 132.8758 | 132.4383 | 132.4383 | 132.4383 | 128.1258 | 128.1258 | 119.3727 | 119.3727 | 0 | 0 | 131.3516 | 464.3031 | 531.5031 | 530.1906 | 494.9969
Convert accretion (non-cash) | $M | Financing |  |  | 0 | 0 | 0 | 0 | 0 | 0 | 0 | 0 | 0 | 0 | 104.5899 | 104.5899 | 153.3921 | 153.3921 | 202.1065 | 202.1065 | 202.1065 | 202.1065 | 202.1065 | 202.1065 | 202.1065 | 201.1469 | 201.1469 | 201.1469 | 176.361 | 176.361 | 137.0419 | 137.0419 | 0 | 0 | 209.1799 | 710.9972 | 808.4261 | 805.5471 | 626.8058
Secured loan interest + v0.8b ABS interest | $M | Financing |  |  | 0 | 0 | 0 | 0 | 0 | 0 | 0 | 0 | 0 | 0 | 0 | 0 | 0 | 0 | 0 | 0 | 0 | 0 | 0 | 0 | 0 | 0 | 0 | 0 | 0 | 0 | 0 | 0 | 0 | 0 | 0 | 0 | 0 | 0 | 0
Funding-plug debt interest | $M | CashFlow |  |  | 0 | 0 | 0 | 0 | 0 | 0 | 0 | 0 | 0 | 0 | 0 | 0 | 0 | 0 | 0 | 26.2973 | 57.7487 | 89.5063 | 98.6839 | 180.2851 | 187.4617 | 250.7744 | 265.191 | 359.9721 | 359.9721 | 359.9721 | 359.9721 | 359.9721 | 0 | 0 | 0 | 26.2973 | 426.2239 | 1063.3993 | 1439.8882
Interest income | $M | CashFlow |  |  | 0 | 0 | 0 | 0 | 0 | 0 | 0 | 0 | 0 | 0 | 70.3684 | 100.9248 | 84.7041 | 85.2326 | 19.9769 | 17.5 | 17.5 | 17.5 | 17.5 | 17.5 | 17.5 | 17.5 | 17.5 | 17.5 | 44.8955 | 43.3095 | 79.5715 | 60.2728 | 0 | 0 | 171.2932 | 207.4136 | 70 | 70 | 228.0493
Less: capitalized interest (to PP&E) | $M | Capex_DA |  |  | 0 | 0 | 0 | 0 | 0 | 0 | 0 | 0 | 0 | 0 | 63.6794 | 63.6794 | 94.4978 | 94.4978 | 125.2834 | 125.2834 | 125.2834 | 125.2834 | 125.2834 | 125.2834 | 125.2834 | 124.7608 | 124.7608 | 124.7608 | 113.8781 | 113.8781 | 95.899 | 95.899 | 0 | 0 | 127.3588 | 439.5623 | 501.1335 | 499.5659 | 419.5542
Pre-tax income | $M | Modeling |  |  | 0 | 0 | 0 | 0 | 0 | 0 | 0 | 0 | 0 | 0 | -386.7324 | -306.9393 | -366.4756 | -358.5961 | -412.1753 | -552.865 | -478.3296 | -324.4463 | -354.6115 | -305.198 | -348.3222 | -43.2643 | -275.992 | -23.6353 | -113.2341 | 483.0928 | 503.0415 | 598.8237 | 0 | 0 | -693.6717 | -1690.112 | -1462.5854 | -691.2137 | 1471.724
Income tax | $M | Modeling | TaxRate x positive EBT (no NOL) |  | 0 | 0 | 0 | 0 | 0 | 0 | 0 | 0 | 0 | 0 | 0 | 0 | 0 | 0 | 0 | 0 | 0 | 0 | 0 | 0 | 0 | 0 | 0 | 0 | 0 | 124.6379 | 129.7847 | 154.4965 | 0 | 0 | 0 | 0 | 0 | 0 | 408.9192
Net income | $M | Modeling |  |  | 0 | 0 | 0 | 0 | 0 | 0 | 0 | 0 | 0 | 0 | -386.7324 | -306.9393 | -366.4756 | -358.5961 | -412.1753 | -552.865 | -478.3296 | -324.4463 | -354.6115 | -305.198 | -348.3222 | -43.2643 | -275.992 | -23.6353 | -113.2341 | 358.4548 | 373.2568 | 444.3272 | 0 | 0 | -693.6717 | -1690.112 | -1462.5854 | -691.2137 | 1062.8048
Diluted shares (Shares) | M sh | Shares |  |  | 205.5741 | 205.5741 | 205.5742 | 241.9877 | 244.3429 | 244.9392 | 258.0413 | 259.2511 | 281.1982 | 299.1552 | 314.9246 | 291309.9981 | 291309.9981 | 291309.9981 | 484850.5479 | 841665.2453 | 1198834.0657 | 1294770.6293 | 2217487.4493 | 2281477.8691 | 2986305.2233 | 3125988.8726 | 4182681.4805 | 4182681.4805 | 4182681.4805 | 4182681.4805 | 4182681.4805 | 4182681.4805 | 241.9877 | 259.2511 | 291309.9981 | 841665.2453 | 2281477.8691 | 4182681.4805 | 4182681.4805
Diluted EPS (forecast) | $/sh | Modeling |  |  | 0 | 0 | 0 | 0 | 0 | 0 | 0 | 0 | 0 | 0 | -1.228 | -0.0010537 | -0.001258 | -0.001231 | -0.00085011 | -0.00065687 | -0.000399 | -0.00025058 | -0.00015992 | -0.00013377 | -0.00011664 | -1.384e-05 | -6.5984e-05 | -5.6507e-06 | -2.7072e-05 | 8.57e-05 | 8.9239e-05 | 0.00010623 | 0 | 0 | -0.0023812 | -0.0020081 | -0.00064107 | -0.00016526 | 0.0002541

## CashFlow
CashFlow
Cash flow, deferred revenue (prepayments), funding plug (debt/equity at MinCash), debt balances, net debt. Forecast from LastHist+1.
Line item | Unit | Owner | Tag / source / method | Open | Q1'24 | Q2'24 | Q3'24 | Q4'24 | Q1'25 | Q2'25 | Q3'25 | Q4'25 | Q1'26 | Q2'26 | Q3'26 | Q4'26 | Q1'27 | Q2'27 | Q3'27 | Q4'27 | Q1'28 | Q2'28 | Q3'28 | Q4'28 | Q1'29 | Q2'29 | Q3'29 | Q4'29 | Q1'30 | Q2'30 | Q3'30 | Q4'30 | FY2024 | FY2025 | FY2026 | FY2027 | FY2028 | FY2029 | FY2030
Period end |  |  |  |  | 2024-03-31 | 2024-06-30 | 2024-09-30 | 2024-12-31 | 2025-03-31 | 2025-06-30 | 2025-09-30 | 2025-12-31 | 2026-03-31 | 2026-06-30 | 2026-09-30 | 2026-12-31 | 2027-03-31 | 2027-06-30 | 2027-09-30 | 2027-12-31 | 2028-03-31 | 2028-06-30 | 2028-09-30 | 2028-12-31 | 2029-03-31 | 2029-06-30 | 2029-09-30 | 2029-12-31 | 2030-03-31 | 2030-06-30 | 2030-09-30 | 2030-12-31
Index |  |  |  | 0 | 1 | 2 | 3 | 4 | 5 | 6 | 7 | 8 | 9 | 10 | 11 | 12 | 13 | 14 | 15 | 16 | 17 | 18 | 19 | 20 | 21 | 22 | 23 | 24 | 25 | 26 | 27 | 28
A = actual / F = forecast | bar: 2024-03-31 to 2030-12-31
Fiscal year |  |  |  |  | 2024 | 2024 | 2024 | 2024 | 2025 | 2025 | 2025 | 2025 | 2026 | 2026 | 2026 | 2026 | 2027 | 2027 | 2027 | 2027 | 2028 | 2028 | 2028 | 2028 | 2029 | 2029 | 2029 | 2029 | 2030 | 2030 | 2030 | 2030 | 2024 | 2025 | 2026 | 2027 | 2028 | 2029 | 2030
Operating cash flow
Adj. EBITDA | $M | PnL |  |  | 0 | 0 | 0 | 0 | 0 | 0 | 0 | 0 | 0 | 0 | 263.5596 | 322.0312 | 503.882 | 829.3576 | 1282.6887 | 1597.2157 | 2290.3413 | 2739.0085 | 3058.9899 | 3314.3643 | 3940.6159 | 4432.0437 | 4879.0268 | 5387.3869 | 6198.9434 | 6851.79 | 6820.1957 | 6955.1002 | 0 | 0 | 585.5908 | 4213.144 | 11402.704 | 18639.0733 | 26826.0292
Cash taxes | $M | PnL |  |  | 0 | 0 | 0 | 0 | 0 | 0 | 0 | 0 | 0 | 0 | 0 | 0 | 0 | 0 | 0 | 0 | 0 | 0 | 0 | 0 | 0 | 0 | 0 | 0 | 0 | -124.6379 | -129.7847 | -154.4965 | 0 | 0 | 0 | 0 | 0 | 0 | -408.9192
Deferred revenue (customer prepayments)
Prepayment base: new-build capex split by the MW it serves (billing quarter = capex quarter + GPULead)
Share of new-build capex for SIGNED Microsoft/Meta MW (0% new prepayment) | % | Modeling |  |  | 0% | 0% | 0% | 0% | 0% | 63.95% | 100% | 0% | 0% | 0% | 0% | 35.07% | 75.87% | 29.13% | 0% | 0% | 0% | 0% | 0% | 0% | 0% | 0% | 0% | 0% | 0% | 0% | 0% | 0% | 0% | 40.99% | 8.768% | 26.25% | 0% | 0% | 0%
Share for NEW hyperscaler / IG MW (HSPre) | % | Modeling | [30 empty] | 0% | 0% | 0% | 0% | 0% | 0% | 0% | bar: 2024-03-31 to 2030-12-31
Share for other new deals (Neolab / non-hyperscaler) | % | Modeling |  |  | 100% | 100% | 100% | 100% | 100% | 36.05% | 0% | 100% | 100% | 100% | 100% | 64.93% | 24.13% | 70.87% | 100% | 100% | 100% | 100% | 100% | 100% | 100% | 100% | 100% | 100% | 100% | 100% | 100% | 100% | 100% | 59.01% | 91.23% | 73.75% | 100% | 100% | 100%
Prepayment rate - other new deals (PrepayDecayOn: 38.5% pre-Rubin, PrepayPct27 in 2027, PrepayPct28 from PrepayIdx28) | % | Skeptic |  |  | 38.5% | 38.5% | 38.5% | 38.5% | 38.5% | 38.5% | 38.5% | 38.5% | 38.5% | 38.5% | 38.5% | 38.5% | 38.5% | 38.5% | 38.5% | 38.5% | 22.5% | 22.5% | 22.5% | 22.5% | 22.5% | 22.5% | 22.5% | 22.5% | 22.5% | 22.5% | 22.5% | 22.5% | 38.5% | 38.5% | 38.5% | 38.5% | 22.5% | 22.5% | 22.5%
Prepayments received | $M | Filings | NEW prepayments only (post 6/30) = new-build capex x (IG share x HSPre + other share x rate); signed Microsoft/Meta 0%; opening DR 5,975 is recognition only |  | 0 | 0 | 0 | 0 | 0 | 0 | 0 | 0 | 0 | 0 | 1200 | 1200 | 1200 | 1200 | 1200 | 1200 | 1200 | 1200 | 1200 | 1200 | 2806.8456 | 1253.1234 | 4020.02 | 0 | 0 | 0 | 0 | 0 | 0 | 0 | 2400 | 4800 | 4800 | 8079.989 | 0
Release of 6/30 deferred revenue (Reported split): DR_Cur over Q3'26-Q2'27, DR_24-DR_Cur over Q3'27-Q2'28, remainder over DR_TailQ | $M | Filings | non-cash revenue; existing Microsoft/Meta advances |  | 0 | 0 | 0 | 0 | 0 | 0 | 0 | 0 | 0 | 0 | 244.85 | 244.85 | 244.85 | 244.85 | 317.65 | 317.65 | 317.65 | 317.65 | 310.4167 | 310.4167 | 310.4167 | 310.4167 | 310.4167 | 310.4167 | 310.4167 | 310.4167 | 310.4167 | 310.4167 | 0 | 0 | 489.7 | 1125 | 1256.1333 | 1241.6667 | 1241.6667
Release of NEW prepayments: straight-line over DR_AmortQ from billing start (capex quarter + GPULead) | $M | Modeling | slow burn-off consistent with multi-year tranches |  | 0 | 0 | 0 | 0 | 0 | 0 | 0 | 0 | 0 | 0 | 0 | 0 | 75 | 150 | 225 | 300 | 375 | 450 | 525 | 600 | 675 | 750 | 925.4279 | 1003.7481 | 1254.9993 | 1254.9993 | 1254.9993 | 1254.9993 | 0 | 0 | 0 | 750 | 1950 | 3354.1759 | 5019.9973
Deferred revenue released (non-cash revenue) | $M | Modeling | 6/30 balance schedule + new prepayment vintages |  | 0 | 0 | 0 | 0 | 0 | 0 | 0 | 0 | 0 | 0 | 244.85 | 244.85 | 319.85 | 394.85 | 542.65 | 617.65 | 692.65 | 767.65 | 835.4167 | 910.4167 | 985.4167 | 1060.4167 | 1235.8445 | 1314.1647 | 1565.416 | 1565.416 | 1565.416 | 1565.416 | 0 | 0 | 489.7 | 1875 | 3206.1333 | 4595.8426 | 6261.6639
Deferred revenue balance | $M | Filings | History = Hist H_DR |  | 0 | 0 | 0 | 0 | 0 | 0 | 0 | 1578 | 4778 | 5975 | 6930.15 | 7885.3 | 8765.45 | 9570.6 | 10227.95 | 10810.3 | 11317.65 | 11750 | 12114.5833 | 12404.1667 | 14225.5956 | 14418.3024 | 17202.4779 | 15888.3131 | 14322.8971 | 12757.4812 | 11192.0652 | 9626.6492 | 0 | 1578 | 7885.3 | 10810.3 | 12404.1667 | 15888.3131 | 9626.6492
Change in deferred revenue | $M | Modeling |  |  | 0 | 0 | 0 | 0 | 0 | 0 | 0 | 0 | 0 | 0 | 955.15 | 955.15 | 880.15 | 805.15 | 657.35 | 582.35 | 507.35 | 432.35 | 364.5833 | 289.5833 | 1821.4289 | 192.7068 | 2784.1755 | -1314.1647 | -1565.416 | -1565.416 | -1565.416 | -1565.416 | 0 | 0 | 1910.3 | 2925 | 1593.8667 | 3484.1465 | -6261.6639
v0.8b Asset-backed debt on CONTRACTED MW (ABS_LTC x new-build capex x signed share; SOFR + ABS_Spread; straight-line over ABS_Term from billing start)
ABS draws | $M | Modeling | with capex |  | 0 | 0 | 0 | 0 | 0 | 0 | 0 | 0 | 0 | 0 | 0 | 0 | 0 | 0 | 0 | 0 | 0 | 0 | 0 | 0 | 0 | 0 | 0 | 0 | 0 | 0 | 0 | 0 | 0 | 0 | 0 | 0 | 0 | 0 | 0
ABS amortisation | $M | Modeling |  |  | 0 | 0 | 0 | 0 | 0 | 0 | 0 | 0 | 0 | 0 | 0 | 0 | 0 | 0 | 0 | 0 | 0 | 0 | 0 | 0 | 0 | 0 | 0 | 0 | 0 | 0 | 0 | 0 | 0 | 0 | 0 | 0 | 0 | 0 | 0
ABS balance | $M | Modeling |  | 0 | 0 | 0 | 0 | 0 | 0 | 0 | 0 | 0 | 0 | 0 | 0 | 0 | 0 | 0 | 0 | 0 | 0 | 0 | 0 | 0 | 0 | 0 | 0 | 0 | 0 | 0 | 0 | 0 | 0 | 0 | 0 | 0 | 0 | 0 | 0
ABS interest (prior balance x (SOFR + ABS_Spread) / 4) | $M | Modeling |  |  | 0 | 0 | 0 | 0 | 0 | 0 | 0 | 0 | 0 | 0 | 0 | 0 | 0 | 0 | 0 | 0 | 0 | 0 | 0 | 0 | 0 | 0 | 0 | 0 | 0 | 0 | 0 | 0 | 0 | 0 | 0 | 0 | 0 | 0 | 0
Interest (cash)
Interest income on prior cash | $M | Modeling |  |  | 0 | 0 | 0 | 0 | 0 | 0 | 0 | 0 | 0 | 0 | 70.3684 | 100.9248 | 84.7041 | 85.2326 | 19.9769 | 17.5 | 17.5 | 17.5 | 17.5 | 17.5 | 17.5 | 17.5 | 17.5 | 17.5 | 44.8955 | 43.3095 | 79.5715 | 60.2728 | 0 | 0 | 171.2932 | 207.4136 | 70 | 70 | 228.0493
Interest on funding-plug debt (prior balance) | $M | Modeling |  |  | 0 | 0 | 0 | 0 | 0 | 0 | 0 | 0 | 0 | 0 | 0 | 0 | 0 | 0 | 0 | 26.2973 | 57.7487 | 89.5063 | 98.6839 | 180.2851 | 187.4617 | 250.7744 | 265.191 | 359.9721 | 359.9721 | 359.9721 | 359.9721 | 359.9721 | 0 | 0 | 0 | 26.2973 | 426.2239 | 1063.3993 | 1439.8882
Net cash interest | $M | Modeling | -(coupons + secured + plug interest) + interest income |  | 0 | 0 | 0 | 0 | 0 | 0 | 0 | 0 | 0 | 0 | 4.6926 | 35.249 | -14.5717 | -14.0432 | -112.8989 | -141.6731 | -173.1245 | -204.882 | -214.0597 | -295.6609 | -302.8375 | -365.7127 | -380.1293 | -474.9103 | -443.2023 | -444.7884 | -399.7732 | -419.0719 | 0 | 0 | 39.9416 | -283.1869 | -887.727 | -1523.5899 | -1706.8358
CASH FROM OPERATIONS (proxy) | $M | Modeling |  |  | 0 | 0 | 0 | 0 | 0 | 0 | 0 | 0 | 0 | 0 | 1223.4022 | 1312.4302 | 1369.4603 | 1620.4644 | 1827.1398 | 2037.8926 | 2624.5669 | 2966.4764 | 3209.5136 | 3308.2867 | 5459.2073 | 4259.0377 | 7283.073 | 3598.3119 | 4190.3251 | 4716.9477 | 4725.2217 | 4816.1158 | 0 | 0 | 2535.8324 | 6854.9571 | 12108.8436 | 20599.6299 | 18448.6103
Capex (net of after-tax GPU residual proceeds) | $M | Capex_DA |  |  | 0 | 0 | 0 | 0 | 0 | 0 | 0 | 0 | 0 | 0 | -3411.2391 | -6076.178 | -7631.1461 | -9078.2591 | -11437.7048 | -5632.3369 | -6254.0038 | -4015.3483 | -12535.3656 | -4128.476 | -12694.9426 | -5803.8362 | -18115.1901 | -467.3926 | -576.5909 | -572.719 | -888.3416 | -1673.042 | 0 | 0 | -9487.4171 | -33779.4469 | -26933.1938 | -37081.3615 | -3710.6935
Other investing: AIB CLT1 build prepayment (placeholder) + Inferize acquisition (press-reported, toggle) - liquidity only, not in UFCF | $M | Filings |  |  | 0 | 0 | 0 | 0 | 0 | 0 | 0 | 0 | 0 | 0 | 0 | 0 | 0 | 0 | 0 | 0 | 0 | 0 | 0 | 0 | 0 | 0 | 0 | 0 | 0 | 0 | 0 | 0 | 0 | 0 | 0 | 0 | 0 | 0 | 0
FREE CASH FLOW (levered) | $M | Modeling |  |  | 0 | 0 | 0 | 0 | 0 | 0 | 0 | 0 | 0 | 0 | -2187.8369 | -4763.7477 | -6261.6858 | -7457.7947 | -9610.565 | -3594.4443 | -3629.4369 | -1048.8719 | -9325.8521 | -820.1893 | -7235.7353 | -1544.7984 | -10832.1171 | 3130.9192 | 3613.7342 | 4144.2287 | 3836.8801 | 3143.0738 | 0 | 0 | -6951.5846 | -26924.4898 | -14824.3502 | -16481.7316 | 14737.9169
Unlevered FCF (for DCF) | $M | Modeling | EBITDA - tax on EBIT + change in DR - capex |  | 0 | 0 | 0 | 0 | 0 | 0 | 0 | 0 | 0 | 0 | -2192.5295 | -4798.9967 | -6247.1141 | -7443.7515 | -9497.6661 | -3452.7712 | -3456.3124 | -843.9899 | -9111.7924 | -554.7711 | -6955.4821 | -1298.1002 | -10516.2874 | 3450.359 | 3934.7407 | 4435.7287 | 4099.0155 | 3418.2917 | 0 | 0 | -6991.5262 | -26641.3029 | -13966.8658 | -15319.5107 | 15887.7766
Financing flows & funding plug
Convert issuance proceeds (net): Aug-2026 2030s + 2034s (ONCE, Q3'26; 6/30 cash excludes them) + 2027 plan deals | $M | Financing | Aug converts closed 8/24/26 -> counted only here (Q3'26) and in runway row '+ Aug-2026 converts gross' |  | 0 | 0 | 0 | 0 | 0 | 0 | 0 | 0 | 0 | 0 | 5680 | 0 | 6322.087 | 0 | 6322.087 | 0 | 0 | 0 | 0 | 0 | 0 | 0 | 0 | 0 | 0 | 0 | 0 | 0 | 0 | 0 | 5680 | 12644.1739 | 0 | 0 | 0
of which: 2027 funding-plan converts (net of fees) | $M | Modeling |  |  | 0 | 0 | 0 | 0 | 0 | 0 | 0 | 0 | 0 | 0 | 0 | 0 | 6322.087 | 0 | 6322.087 | 0 | 0 | 0 | 0 | 0 | 0 | 0 | 0 | 0 | 0 | 0 | 0 | 0 | 0 | 0 | 0 | 12644.1739 | 0 | 0 | 0
Convert cash repayments at maturity | $M | Financing |  |  | 0 | 0 | 0 | 0 | 0 | 0 | 0 | 0 | 0 | 0 | 0 | 0 | 0 | 0 | 0 | 0 | 0 | 0 | 0 | 0 | 0 | -102.8125 | 0 | 0 | -3795 | 0 | -6042.4375 | 0 | 0 | 0 | 0 | 0 | 0 | -102.8125 | -9837.4375
Secured loan draw / (repayment) | $M | Financing |  |  | 0 | 0 | 0 | 0 | 0 | 0 | 0 | 0 | 0 | 0 | 0 | 0 | 0 | 0 | 0 | 0 | 0 | 0 | 0 | 0 | 0 | 0 | 0 | 0 | 0 | 0 | 0 | 0 | 0 | 0 | 0 | 0 | 0 | 0 | 0
ATM equity proceeds (Q3'26 actual sales + funding-plan ATM at FP_ATMIdx) | $M | Filings |  |  | 0 | 0 | 0 | 0 | 0 | 0 | 0 | 0 | 0 | 0 | 0 | 2909.9507 | 0 | 0 | 0 | 0 | 0 | 0 | 0 | 0 | 0 | 0 | 0 | 0 | 0 | 0 | 0 | 0 | 0 | 0 | 2909.9507 | 0 | 0 | 0 | 0
Cash before funding plug | $M | Modeling |  |  | 0 | 0 | 0 | 0 | 0 | 0 | 0 | 0 | 0 | 0 | 11534.2631 | 9680.4661 | 9740.8673 | 2283.0726 | -1005.4055 | -1594.4443 | -1629.4369 | 951.1281 | -7325.8521 | 1179.8107 | -5235.7353 | 352.3891 | -8832.1171 | 5130.9192 | 4949.6534 | 9093.8822 | 6888.3248 | 10031.3986 | 0 | 0 | 21214.7292 | 9424.0901 | -6824.3502 | -8584.5441 | 30963.259
Funding gap to MinCash | $M | Modeling |  |  | 0 | 0 | 0 | 0 | 0 | 0 | 0 | 0 | 0 | 0 | 0 | 0 | 0 | 0 | 3005.4055 | 3594.4443 | 3629.4369 | 1048.8719 | 9325.8521 | 820.1893 | 7235.7353 | 1647.6109 | 10832.1171 | 0 | 0 | 0 | 0 | 0 | 0 | 0 | 0 | 6599.8498 | 14824.3502 | 19715.4633 | 0
Debt plug drawn | $M | Modeling |  |  | 0 | 0 | 0 | 0 | 0 | 0 | 0 | 0 | 0 | 0 | 0 | 0 | 0 | 0 | 1502.7027 | 1797.2221 | 1814.7184 | 524.4359 | 4662.926 | 410.0946 | 3617.8676 | 823.8055 | 5416.0586 | 0 | 0 | 0 | 0 | 0 | 0 | 0 | 0 | 3299.9249 | 7412.1751 | 9857.7317 | 0
Equity plug raised | $M | Modeling |  |  | 0 | 0 | 0 | 0 | 0 | 0 | 0 | 0 | 0 | 0 | 0 | 0 | 0 | 0 | 1502.7027 | 1797.2221 | 1814.7184 | 524.4359 | 4662.926 | 410.0946 | 3617.8676 | 823.8055 | 5416.0586 | 0 | 0 | 0 | 0 | 0 | 0 | 0 | 0 | 3299.9249 | 7412.1751 | 9857.7317 | 0
Equity plug shares issued | M sh | Modeling | at SharePx x (1 - EqDisc) |  | 0 | 0 | 0 | 0 | 0 | 0 | 0 | 0 | 0 | 0 | 0 | 0 | 0 | 0 | 6.5325 | 7.8128 | 7.8889 | 2.2798 | 20.2705 | 1.7827 | 15.7274 | 3.5812 | 23.5444 | 0 | 0 | 0 | 0 | 0 | 0 | 0 | 0 | 14.3453 | 32.2219 | 42.8531 | 0
CASH (end) | $M | Hist/Modeling | History = Hist cash | 0 | 2288.2 | 2288.2 | 2288.2 | 2434.7 | 1447 | 1679.3 | 4794.8 | 3678.1 | 9298.2 | 8042.1 | 11534.2631 | 9680.4661 | 9740.8673 | 2283.0726 | 2000 | 2000 | 2000 | 2000 | 2000 | 2000 | 2000 | 2000 | 2000 | 5130.9192 | 4949.6534 | 9093.8822 | 6888.3248 | 10031.3986 | 2434.7 | 3678.1 | 9680.4661 | 2000 | 2000 | 5130.9192 | 10031.3986
Debt & net debt
Funding-plug debt balance | $M | Modeling |  | 0 | 0 | 0 | 0 | 0 | 0 | 0 | 0 | 0 | 0 | 0 | 0 | 0 | 0 | 0 | 1502.7027 | 3299.9249 | 5114.6433 | 5639.0793 | 10302.0053 | 10712.1 | 14329.9676 | 15153.7731 | 20569.8316 | 20569.8316 | 20569.8316 | 20569.8316 | 20569.8316 | 20569.8316 | 0 | 0 | 0 | 3299.9249 | 10712.1 | 20569.8316 | 20569.8316
Gross debt (accreted converts + secured + plug) | $M | Modeling |  |  | 0 | 0 | 0 | 0 | 0 | 977.7177 | 4153.5586 | 4184.044 | 8556.0013 | 8624.4965 | 13618.5824 | 13723.9598 | 20251.0967 | 20403.9638 | 28486.2877 | 30487.138 | 32503.2713 | 33229.1221 | 38095.6763 | 38709.3992 | 42526.4683 | 43448.5713 | 49067.2912 | 49269.9525 | 45661.2648 | 45837.0222 | 39956.192 | 40094.2658 | 0 | 4184.044 | 13723.9598 | 30487.138 | 38709.3992 | 49269.9525 | 40094.2658
Debt counted in net debt (excl. converts treated as equity) | $M | Modeling |  |  | 0 | 0 | 0 | 0 | 0 | 977.7177 | 4153.5586 | 4184.044 | 8556.0013 | 8624.4965 | 13618.5824 | 13723.9598 | 20251.0967 | 20403.9638 | 28486.2877 | 30487.138 | 32503.2713 | 33229.1221 | 38095.6763 | 38709.3992 | 42526.4683 | 43448.5713 | 49067.2912 | 49269.9525 | 45661.2648 | 45837.0222 | 39956.192 | 40094.2658 | 0 | 4184.044 | 13723.9598 | 30487.138 | 38709.3992 | 49269.9525 | 40094.2658
NET DEBT (debt counted - cash) | $M | Modeling |  |  | -2288.2 | -2288.2 | -2288.2 | -2434.7 | -1447 | -701.5823 | -641.2414 | 505.944 | -742.1987 | 582.3965 | 2084.3193 | 4043.4936 | 10510.2294 | 18120.8912 | 26486.2877 | 28487.138 | 30503.2713 | 31229.1221 | 36095.6763 | 36709.3992 | 40526.4683 | 41448.5713 | 47067.2912 | 44139.0333 | 40711.6114 | 36743.1401 | 33067.8673 | 30062.8672 | -2434.7 | 505.944 | 4043.4936 | 28487.138 | 36709.3992 | 44139.0333 | 30062.8672
FUNDING RUNWAY (no funding plug): start = 6/30 unrestricted cash; each later raise its own line; only NEW prepayments counted as cash
Opening liquidity: unrestricted cash 6/30/26 | $M | Modeling | Excludes $1,056M restricted |  | 2026-06-30: 8042.1
+ Aug-2026 converts gross ($3.45B + $2.30B; closed 8/24/26, NOT in 6/30 cash -> added ONCE here at Q3'26) | $M | Modeling | [12 empty] | 5750 | 0 | 0 | 0 | 0 | 0 | 0 | 0 | 0 | 0 | 0 | 0 | 0 | 0 | 0 | 0 | 0 | 0 | 0 | 0 | 5750 | 0 | 0 | 0 | 0
+ $775M asset-backed facility (LoanOn: base 0 = drawn amount undisclosed; 1 = $775M sensitivity) | $M | Modeling | [12 empty] | 0 | 0 | 0 | 0 | 0 | 0 | 0 | 0 | 0 | 0 | 0 | 0 | 0 | 0 | 0 | 0 | 0 | 0 | 0 | 0 | 0 | 0 | 0 | 0 | 0
+ ATM: legacy toggle ATMOn (only when FP_On = 0) + funding-plan ATM at FP_ATMIdx | $M | Modeling | [12 empty] | 0 | 2909.9507 | 0 | 0 | 0 | 0 | 0 | 0 | 0 | 0 | 0 | 0 | 0 | 0 | 0 | 0 | 0 | 0 | 0 | 0 | 2909.9507 | 0 | 0 | 0 | 0
+ 2027 funding-plan converts (net; Aug-26 terms; coupons flow through FCF below) | $M | Modeling | [12 empty] | 0 | 0 | 6322.087 | 0 | 6322.087 | 0 | 0 | 0 | 0 | 0 | 0 | 0 | 0 | 0 | 0 | 0 | 0 | 0 | 0 | 0 | 0 | 12644.1739 | 0 | 0 | 0
+ Levered FCF ex funding-plug interest (incl. NEW prepayments; DR release non-cash) | $M | Modeling | [12 empty] | -2187.8369 | -4763.7477 | -6261.6858 | -7457.7947 | -9610.565 | -3568.147 | -3571.6882 | -959.3656 | -9227.1682 | -639.9042 | -7048.2735 | -1294.024 | -10566.9261 | 3490.8913 | 3973.7063 | 4504.2008 | 4196.8522 | 3503.0459 | 0 | 0 | -6951.5846 | -26898.1925 | -14398.1262 | -15418.3323 | 16177.8051
- Convert / secured repayments | $M | Modeling | [12 empty] | 0 | 0 | 0 | 0 | 0 | 0 | 0 | 0 | 0 | 0 | 0 | -102.8125 | 0 | 0 | -3795 | 0 | -6042.4375 | 0 | 0 | 0 | 0 | 0 | 0 | -102.8125 | -9837.4375
+ v0.8b ABS on contracted MW: draws - amortisation (interest in FCF) | $M | Modeling | [12 empty] | 0 | 0 | 0 | 0 | 0 | 0 | 0 | 0 | 0 | 0 | 0 | 0 | 0 | 0 | 0 | 0 | 0 | 0 | 0 | 0 | 0 | 0 | 0 | 0 | 0
+ Re-sized plan (FP_Resize): equity top-up to FP_MinBuf at FP_EqPx (after ATM and converts) | $M | Modeling | [12 empty] | 0 | 0 | 0 | 0 | 1935.4055 | 3568.147 | 3571.6882 | 959.3656 | 9227.1682 | 639.9042 | 7048.2735 | 1396.8365 | 10566.9261 | 0 | 0 | 0 | 0 | 0 | 0 | 0 | 0 | 5503.5525 | 14398.1262 | 19012.0361 | 0
equity top-up shares issued (M) at SharePx x (1 - FP_EqDisc) | $M | Modeling |  |  | 0 | 0 | 0 | 0 | 0 | 0 | 0 | 0 | 0 | 0 | 0 | 0 | 0 | 0 | 8.4135 | 15.5113 | 15.5267 | 4.1705 | 40.1119 | 2.7818 | 30.6399 | 6.0723 | 45.9361 | 0 | 0 | 0 | 0 | 0 | 0 | 0 | 0 | 23.9248 | 62.5909 | 82.6483 | 0
LIQUIDITY (end of quarter) | $M | Modeling | [11 empty] | 8042.1 | 11604.2631 | 9750.4661 | 9810.8673 | 2353.0726 | 1000 | 1000 | 1000 | 1000 | 1000 | 1000 | 1000 | 1000 | 1000 | 4490.8913 | 4669.5975 | 9173.7983 | 7328.213 | 10831.2589 | 0 | 0 | 9750.4661 | 1000 | 1000 | 4490.8913 | 10831.2589
Starting liquidity incl. post-6/30 raises (cash + Aug gross + loan + ATM toggle) |  |  |  | 13792.1
First quarter liquidity < 0 |  |  |  | none to Q4'30
Memo: H2'26 new prepayments (model) vs FY26 guide remainder (>$9B - 1H26 DR build) |  |  |  | 2400 | 2024-03-31: 4602.3
Comparison vs Skeptic rerun (same basis), $B |  |  |  | Start | 2024-03-31: Q1'27 end; 2024-06-30: Q2'27 end; 2024-09-30: YE27
Model |  |  |  | 13.7921 | 2024-03-31: 9.8109; 2024-06-30: 2.3531; 2024-09-30: 1
Skeptic rerun |  |  |  | 14.6 | 2024-03-31: 1.1; 2024-06-30: -2.7; 2024-09-30: -9.9
Model - Skeptic |  |  |  | -0.8079 | 2024-03-31: 8.7109; 2024-06-30: 5.0531; 2024-09-30: 10.9

## Shares
Shares
Basic and diluted share count. Convert dilution from Financing (DilMethod); options by treasury-stock method at SharePx; NVIDIA pre-funded warrant included in economic basic.
Line item | Unit | Owner | Tag / source / method | Open | Q1'24 | Q2'24 | Q3'24 | Q4'24 | Q1'25 | Q2'25 | Q3'25 | Q4'25 | Q1'26 | Q2'26 | Q3'26 | Q4'26 | Q1'27 | Q2'27 | Q3'27 | Q4'27 | Q1'28 | Q2'28 | Q3'28 | Q4'28 | Q1'29 | Q2'29 | Q3'29 | Q4'29 | Q1'30 | Q2'30 | Q3'30 | Q4'30 | FY2024 | FY2025 | FY2026 | FY2027 | FY2028 | FY2029 | FY2030
Period end |  |  |  |  | 2024-03-31 | 2024-06-30 | 2024-09-30 | 2024-12-31 | 2025-03-31 | 2025-06-30 | 2025-09-30 | 2025-12-31 | 2026-03-31 | 2026-06-30 | 2026-09-30 | 2026-12-31 | 2027-03-31 | 2027-06-30 | 2027-09-30 | 2027-12-31 | 2028-03-31 | 2028-06-30 | 2028-09-30 | 2028-12-31 | 2029-03-31 | 2029-06-30 | 2029-09-30 | 2029-12-31 | 2030-03-31 | 2030-06-30 | 2030-09-30 | 2030-12-31
Index |  |  |  | 0 | 1 | 2 | 3 | 4 | 5 | 6 | 7 | 8 | 9 | 10 | 11 | 12 | 13 | 14 | 15 | 16 | 17 | 18 | 19 | 20 | 21 | 22 | 23 | 24 | 25 | 26 | 27 | 28
A = actual / F = forecast | bar: 2024-03-31 to 2030-12-31
Fiscal year |  |  |  |  | 2024 | 2024 | 2024 | 2024 | 2025 | 2025 | 2025 | 2025 | 2026 | 2026 | 2026 | 2026 | 2027 | 2027 | 2027 | 2027 | 2028 | 2028 | 2028 | 2028 | 2029 | 2029 | 2029 | 2029 | 2030 | 2030 | 2030 | 2030 | 2024 | 2025 | 2026 | 2027 | 2028 | 2029 | 2030
Issued & outstanding EXCLUDING funding-plan / convert-maturity issuance after the valuation quarter (pre-plan base: SBC drift, exchange, Q3'26 ATM actual; legacy CF plug if FP_Resize = 0) | M sh | Filings | History = Hist; valuation-date count V_BASIC reads this row (no circularity) |  | 199.34 | 199.34 | 199.3401 | 235.7536 | 238.1088 | 238.7051 | 251.8072 | 253.017 | 253.8982 | 271.8552 | 287.6246 | 287.6246 | 287.6246 | 287.6246 | 287.6246 | 287.6246 | 287.6246 | 287.6246 | 287.6246 | 287.6246 | 287.6246 | 287.6246 | 287.6246 | 287.6246 | 287.6246 | 287.6246 | 287.6246 | 287.6246 | 235.7536 | 253.017 | 287.6246 | 287.6246 | 287.6246 | 287.6246 | 287.6246
Issued & outstanding shares (Class A + B) INCL. funding-plan issuance at the HEADLINE price basis (PTBasis) - ATM, equity top-ups, convert maturity conversions (v0.7d) | M sh | Modeling | calc: pre-plan base + cumulative plan shares (Shares tab, plan rows below) |  | 199.34 | 199.34 | 199.3401 | 235.7536 | 238.1088 | 238.7051 | 251.8072 | 253.017 | 253.8982 | 271.8552 | 287.6246 | 291282.6981 | 291282.6981 | 291282.6981 | 484823.2479 | 841637.9453 | 1198806.7657 | 1294743.3293 | 2217460.1492 | 2281450.569 | 2986277.9233 | 3125961.5725 | 4182654.1805 | 4182654.1805 | 4182654.1805 | 4182654.1805 | 4182654.1805 | 4182654.1805 | 235.7536 | 253.017 | 291282.6981 | 841637.9453 | 2281450.569 | 4182654.1805 | 4182654.1805
NVIDIA pre-funded warrant shares | M sh | Filings |  |  | 0 | 0 | 0 | 0 | 0 | 0 | 0 | 0 | 21.0659 | 21.0659 | 21.0659 | 21.0659 | 21.0659 | 21.0659 | 21.0659 | 21.0659 | 21.0659 | 21.0659 | 21.0659 | 21.0659 | 21.0659 | 21.0659 | 21.0659 | 21.0659 | 21.0659 | 21.0659 | 21.0659 | 21.0659 | 0 | 0 | 21.0659 | 21.0659 | 21.0659 | 21.0659 | 21.0659
Economic basic (issued + warrant) | M sh | Modeling |  |  | 199.34 | 199.34 | 199.3401 | 235.7536 | 238.1088 | 238.7051 | 251.8072 | 253.017 | 274.9641 | 292.9212 | 308.6905 | 291303.764 | 291303.764 | 291303.764 | 484844.3138 | 841659.0112 | 1198827.8316 | 1294764.3952 | 2217481.2152 | 2281471.635 | 2986298.9892 | 3125982.6385 | 4182675.2464 | 4182675.2464 | 4182675.2464 | 4182675.2464 | 4182675.2464 | 4182675.2464 | 235.7536 | 253.017 | 291303.764 | 841659.0112 | 2281471.635 | 4182675.2464 | 4182675.2464
Options (treasury-stock method at DilPx) | M sh | Filings |  |  | 0 | 0 | 0 | 0 | 0 | 0 | 0 | 0 | 0 | 0 | 0 | 0 | 0 | 0 | 0 | 0 | 0 | 0 | 0 | 0 | 0 | 0 | 0 | 0 | 0 | 0 | 0 | 0 | 0 | 0 | 0 | 0 | 0 | 0 | 0
Unvested RSUs (+ Eigen AI shares if EigenIn = 1) | M sh | Filings |  |  | 6.2341 | 6.2341 | 6.2341 | 6.2341 | 6.2341 | 6.2341 | 6.2341 | 6.2341 | 6.2341 | 6.2341 | 6.2341 | 6.2341 | 6.2341 | 6.2341 | 6.2341 | 6.2341 | 6.2341 | 6.2341 | 6.2341 | 6.2341 | 6.2341 | 6.2341 | 6.2341 | 6.2341 | 6.2341 | 6.2341 | 6.2341 | 6.2341 | 6.2341 | 6.2341 | 6.2341 | 6.2341 | 6.2341 | 6.2341 | 6.2341
Convertible notes - dilutive shares (DilMethod) | M sh | Financing |  |  | 0 | 0 | 0 | 0 | 0 | 0 | 0 | 0 | 0 | 0 | 0 | 0 | 0 | 0 | 0 | 0 | 0 | 0 | 0 | 0 | 0 | 0 | 0 | 0 | 0 | 0 | 0 | 0 | 0 | 0 | 0 | 0 | 0 | 0 | 0
DILUTED SHARES | M sh | Modeling |  |  | 205.5741 | 205.5741 | 205.5742 | 241.9877 | 244.3429 | 244.9392 | 258.0413 | 259.2511 | 281.1982 | 299.1552 | 314.9246 | 291309.9981 | 291309.9981 | 291309.9981 | 484850.5479 | 841665.2453 | 1198834.0657 | 1294770.6293 | 2217487.4493 | 2281477.8691 | 2986305.2233 | 3125988.8726 | 4182681.4805 | 4182681.4805 | 4182681.4805 | 4182681.4805 | 4182681.4805 | 4182681.4805 | 241.9877 | 259.2511 | 291309.9981 | 841665.2453 | 2281477.8691 | 4182681.4805 | 4182681.4805
Convert dilution as % of economic basic | % | bar: 2024-03-31 to 2030-12-31
v0.7d: funding-plan & convert-maturity shares at the HEADLINE issue-price basis (PTBasis 1 self-consistent / 2 spot / 3 path) - added to Sh_Basic
Plan shares issued in quarter: ATM $ / price + equity top-up $ / price + maturity conversions (tested at that price) + re-funding of notes that do not convert | M sh | Modeling | after the valuation quarter only (earlier issuance is in the pre-plan base) |  | 0 | 0 | 0 | 0 | 0 | 0 | 0 | 0 | 0 | 0 | 0 | 290995.0735 | 0 | 0 | 193540.5498 | 356814.6974 | 357168.8204 | 95936.5636 | 922716.82 | 63990.4198 | 704827.3543 | 139683.6492 | 1056692.6079 | 0 | 0 | 0 | 0 | 0 | 0 | 0 | 290995.0735 | 550355.2471 | 1439812.6238 | 1901203.6114 | 0
Cumulative plan shares (added to Sh_Basic) | M sh | Modeling |  | 0 | 0 | 0 | 0 | 0 | 0 | 0 | 0 | 0 | 0 | 0 | 0 | 290995.0735 | 290995.0735 | 290995.0735 | 484535.6233 | 841350.3207 | 1198519.1411 | 1294455.7047 | 2217172.5246 | 2281162.9444 | 2985990.2987 | 3125673.9479 | 4182366.5559 | 4182366.5559 | 4182366.5559 | 4182366.5559 | 4182366.5559 | 4182366.5559 | 0 | 0 | 290995.0735 | 841350.3207 | 2281162.9444 | 4182366.5559 | 4182366.5559

## Valuation
Valuation
DCF (quarterly UFCF discounted to ValDate + terminal value) with EV bridge incl. weighted off-balance-sheet commitments, SOTP, 12-month PT, cross-checks.
Line item | Unit | Owner | Tag / source / method | Open | Q1'24 | Q2'24 | Q3'24 | Q4'24 | Q1'25 | Q2'25 | Q3'25 | Q4'25 | Q1'26 | Q2'26 | Q3'26 | Q4'26 | Q1'27 | Q2'27 | Q3'27 | Q4'27 | Q1'28 | Q2'28 | Q3'28 | Q4'28 | Q1'29 | Q2'29 | Q3'29 | Q4'29 | Q1'30 | Q2'30 | Q3'30 | Q4'30 | FY2024 | FY2025 | FY2026 | FY2027 | FY2028 | FY2029 | FY2030
Period end |  |  |  |  | 2024-03-31 | 2024-06-30 | 2024-09-30 | 2024-12-31 | 2025-03-31 | 2025-06-30 | 2025-09-30 | 2025-12-31 | 2026-03-31 | 2026-06-30 | 2026-09-30 | 2026-12-31 | 2027-03-31 | 2027-06-30 | 2027-09-30 | 2027-12-31 | 2028-03-31 | 2028-06-30 | 2028-09-30 | 2028-12-31 | 2029-03-31 | 2029-06-30 | 2029-09-30 | 2029-12-31 | 2030-03-31 | 2030-06-30 | 2030-09-30 | 2030-12-31
Index |  |  |  | 0 | 1 | 2 | 3 | 4 | 5 | 6 | 7 | 8 | 9 | 10 | 11 | 12 | 13 | 14 | 15 | 16 | 17 | 18 | 19 | 20 | 21 | 22 | 23 | 24 | 25 | 26 | 27 | 28
A = actual / F = forecast | bar: 2024-03-31 to 2030-12-31
Fiscal year |  |  |  |  | 2024 | 2024 | 2024 | 2024 | 2025 | 2025 | 2025 | 2025 | 2026 | 2026 | 2026 | 2026 | 2027 | 2027 | 2027 | 2027 | 2028 | 2028 | 2028 | 2028 | 2029 | 2029 | 2029 | 2029 | 2030 | 2030 | 2030 | 2030 | 2024 | 2025 | 2026 | 2027 | 2028 | 2029 | 2030
DCF
Unlevered FCF | $M | CashFlow |  |  | 0 | 0 | 0 | 0 | 0 | 0 | 0 | 0 | 0 | 0 | -2192.5295 | -4798.9967 | -6247.1141 | -7443.7515 | -9497.6661 | -3452.7712 | -3456.3124 | -843.9899 | -9111.7924 | -554.7711 | -6955.4821 | -1298.1002 | -10516.2874 | 3450.359 | 3934.7407 | 4435.7287 | 4099.0155 | 3418.2917 | 0 | 0 | -6991.5262 | -26641.3029 | -13966.8658 | -15319.5107 | 15887.7766
Discount factor (periods after ValDate) | x | Modeling |  |  | 0 | 0 | 0 | 0 | 0 | 0 | 0 | 0 | 0 | 0 | 0 | 0.97517 | 0.95041 | 0.92602 | 0.902 | 0.87859 | 0.85604 | 0.83407 | 0.81243 | 0.79136 | 0.77127 | 0.75147 | 0.73198 | 0.71298 | 0.69488 | 0.67705 | 0.65948 | 0.64237
PV of UFCF | $M | Modeling |  |  | 0 | 0 | 0 | 0 | 0 | 0 | 0 | 0 | 0 | 0 | 0 | -4679.8372 | -5937.3391 | -6893.0641 | -8566.8526 | -3033.5848 | -2958.7574 | -703.9497 | -7402.7344 | -439.0218 | -5364.5297 | -975.4851 | -7697.662 | 2460.0539 | 2734.1893 | 3003.2083 | 2703.2362 | 2195.8239 | 0 | 0 | -4679.8372 | -24430.8405 | -11504.4633 | -11577.6229 | 10636.4577
Terminal value (terminal year = FY2030 x (1 + TG))
Terminal growth used: TGMode 1 = MIN(TGCap, TermRR x TermRONC); 0 = TG |  |  |  | 3%
FY2030 revenue |  |  |  | 40992.9503
FY2030 adj. EBITDA |  |  |  | 26826.0292
FY2030 D&A |  |  |  | 21800.4999
MW scale to Q1'31 billing (Q4'30 active + MW energized in Q4'30) / Q4'30 active |  |  |  | 1.1792
Q4'30 adj. EBITDA x 4 (exit run-rate) |  |  |  | 27820.4007
v0.8d: annual revenue step when unsold vintages not yet renewed at Q4'30 renew (GB300 age < UncRenAge; Rubin 2028-30 under UncPxOn) |  |  |  | 0
v0.8d: terminal EBITDA effect of renewal = revenue step x (1 - corporate opex % rev FY30) |  |  |  | 0
Terminal-year EBITDA (TermBase 2 = Q4'30 x 4, no MW step-up [default]; 1 = x MW scale [memo]; 0 = FY30) |  |  |  | 28655.0128
Terminal-year D&A = maintenance capex base (ex capitalized-interest D&A when CapIntFix) |  |  |  | 22149.4763
GPU replacement need = gross GPU cost in service at Q4'30 / GPU life (per yr) |  |  | every cohort bought in the last life-years is replaced once per life | 19214.5616
GPU residual credit at refresh (after tax) on terminal replacement |  |  |  | 2138.5807
Non-GPU sustaining (cash lives): gross shell / Life_Shell + gross power-cooling / Life_Pow (replaced at yr 10) + FY30 maintenance capex |  |  |  | 2635.9843
Growth reinvestment: TGMode 1 = g / RONC x NOPAT (fundamentals); 0 = TG x net PP&E at Q4'30 |  |  |  | 1140.6303
Required terminal capex = (replacement - residual credit + non-GPU) x (1+V_g) + growth |  |  |  | 21443.9545
Terminal-year capex (used; ReplPxOn = required capex at scenario price path, no historical-cost D&A floor) |  |  |  | 22149.4763
Check: terminal capex >= GPU replacement need (net of residual credit) |  |  |  | OK
Terminal-year tax on EBIT (D&A for tax = max(D&A, steady-state replacement)) |  |  |  | 1586.4292
Steady-state D&A (= maintenance capex: replacement + non-GPU) |  |  |  | 22506.0624
Terminal NOPAT = (EBITDA - steady-state D&A) - tax |  |  |  | 4562.5212
Implied reinvestment rate (growth capex / NOPAT) |  |  |  | 25%
Terminal ROIC (NOPAT / net PP&E Q4'30) - memo vs TermRONC |  |  |  | 6.633%
Terminal-year UFCF |  |  |  | 4919.1073
TV - Gordon growth |  |  |  | 61488.841
TV - exit multiple (x terminal-year EBITDA) |  |  |  | 401170.1786
Implied EV/EBITDA multiple of Gordon TV (cross-check vs ExitMult) |  |  |  | 2.1458
FY2030 adj. EBITDA margin (cross-check: consensus FY28 ~61%) |  |  |  | 65.44%
TV - blended (Gordon / exit multiple) |  |  |  | 61488.841
Run-off value: existing fleet, no reinvestment (after-tax EBITDA declining linearly to 0 over GPU life) + (v0.7c) after-tax GPU residual as each cohort retires (TVROResOn) |  |  |  | 71868.0542
TV - used = IF(TVFloor, max(blend, run-off), blend) |  |  |  | 71868.0542
TV basis |  |  |  | RUN-OFF (reinvestment value-destroying)
Discount factor at Q4'30 |  |  |  | 0.64237
PV of terminal value |  |  |  | 46166.2147
Sum of PV of quarterly UFCF |  |  |  | -41556.3063
Closing deferred revenue at Q4'30 (prepaid, unreleased) |  |  |  | 9626.6492
PV at Q4'30 of its post-horizon release (non-cash revenue inside terminal EBITDA; straight-line over DR_AmortQ/2 = avg remaining life) |  |  |  | 8575.5604
Deferred-revenue run-off deduction (DRTermOn; cash already received inside the horizon) |  |  | v0.5 cash double-count fix | -5508.7224
ENTERPRISE VALUE (DCF) |  |  |  | -898.814
Info: significant financing component (ASC 606) - model revenue/EBITDA include NO SFC gross-up and no SFC interest; DCF on cash flows only |  |  | SFC accretion is non-cash (FY25 $4.5M); if shown, carry below EBITDA with no cash outflow. Q2'26 calibration uses reported revenue, which may embed a small gross-up (immaterial; not stripped) | 0
Info (Estimated): implied financing cost of customer advances, annualized = (H1'26 interest expense 182.8 - convert interest 106.5) / avg H1 deferred revenue - UPPER BOUND (includes supplier deferred-payment interest) |  |  | Q2'26 alone: (119.1-67.3)x4/avg(4,778,5,975) ~ 3.9%; FY25 SFC accretion $4.5M disclosed. Split vs supplier interest not disclosed | 3.713%
TV share of EV |  |  |  | -5136%
MEMO (not used): DCF EV with 'include both' terminal (TermBase=1: Q4'30 spend for MW billing Q1'31 charged AND that MW in terminal, ~1.2x unsourced step-up) - STATIC, snap.py |  |  | Memo only; conservative default excludes both | -6992.1634
MEMO (not used): FD value/share with 'include both' terminal - STATIC, snap.py |  |  |  | 0.01
Scenario snapshot (STATIC, snap.py): DCF EV - BASE |  |  |  | -898.814
Scenario snapshot (STATIC, snap.py): DCF EV - BULL |  |  |  | 125480.8595
Scenario snapshot (STATIC, snap.py): DCF EV - BEAR |  |  |  | -34363.024
Scenario snapshot (STATIC): Q2'26 calibrated utilization - BASE |  |  |  | 0.75032
Scenario snapshot (STATIC): Q2'26 calibrated utilization - BULL |  |  |  | 0.75032
Scenario snapshot (STATIC): Q2'26 calibrated utilization - BEAR |  |  |  | 0.75032
EV -> equity bridge (at valuation quarter = last quarter end on/before ValDate)
Valuation quarter index |  |  |  | 11
Valuation quarter |  |  |  | Q3'26
Net debt at valuation quarter (model) |  |  | Includes Aug-26 converts, $775M secured, cash after Q3 burn; ITM converts excluded (in shares) | 2084.3193
SOTP: ClickHouse (low-high interpolation x (1 - discount)) |  |  |  | 2144.1375
SOTP: Toloka |  |  |  | 97.95
SOTP: Avride |  |  |  | 0
SOTP: TripleTen / other |  |  |  | 12.225
Avride burn add-back: PV of AVBurnQ (flat) Q4'26-Q4'30 + terminal at V_g - ONLY when Avride is valued separately (V_AV > 0); credit value OR keep burn, not both |  |  | v0.7 fix of bull double count (v0.6 bull credited Avride and kept its burn in EBITDA) | 0
SOTP total (incl. Avride burn add-back) |  |  |  | 2254.3125
Lease & power commitments: energy $5.32B + leases not commenced $12.05B + B/S operating leases $1.625B |  |  |  | 18995
Diluted shares at valuation quarter (Shares tab, DilPx) |  |  |  | 314.9246
Dilution solve at the implied valuation price (unrolled fixed-point; converts ITM at price P move from debt to shares; options by TSM at P)
Tranche (at valuation qtr) |  |  |  | Orig. principal o/s | 2024-03-31: Accreted balance; 2024-06-30: Conv. rate; 2024-09-30: Conv. price; 2024-12-31: Orig. principal at FP_PostQ; 2025-03-31: Accreted at FP_PostQ; 2025-06-30: Maturity idx; 2025-09-30: Matures in (V_Q, FP_PostQ]; 2025-12-31: Principal at maturity; 2026-03-31: Effective conv. px (x accretion); 2026-06-30: 2027 plan deal; 2026-09-30: Converts at maturity at SharePx (spot); 2026-12-31: Accretion x; 2027-03-31: Conv. px - self-consistent basis (plan deals priced off PT: never ITM at value); 2027-06-30: Plan principal; 2027-09-30: Plan conv. premium; 2027-12-31: v0.9e note
2.00% Jun-2029 (Jun-25) |  |  |  | 87.5 | 2024-03-31: 91.5429; 2024-06-30: 19.4363; 2024-09-30: 51.4501; 2024-12-31: 0; 2025-03-31: 0; 2025-06-30: 22; 2025-09-30: 1; 2025-12-31: 87.5; 2026-03-31: 60.4539; 2026-06-30: 0; 2026-09-30: 0; 2026-12-31: 1.175; 2027-03-31: 45.5311; 2027-06-30: 0; 2027-09-30: 0%; 2027-12-31: v0.9e: R82:R87 = conv px / (1+Ke)^HorizonT when OldCvKey=1 (ITM test at the PT, not v); J82:J89 = accreted at CVClaimIdx (PT date) when CVClaimMode=1 and still outstanding at FP_PostQ
3.00% Jun-2031 (Jun-25) |  |  |  | 87.5 | 2024-03-31: 90.3642; 2024-06-30: 19.4363; 2024-09-30: 51.4501; 2024-12-31: 87.5; 2025-03-31: 93.9657; 2025-06-30: 29; 2025-09-30: 0; 2025-12-31: 87.5; 2026-03-31: 63.0264; 2026-06-30: 0; 2026-09-30: 0; 2026-12-31: 1.225; 2027-03-31: 45.5311; 2027-06-30: 0; 2027-09-30: 0%
1.00% Sep-2030 (Sep-25) |  |  |  | 1581.25 | 2024-03-31: 1601.972; 2024-06-30: 7.2072; 2024-09-30: 138.7501; 2024-12-31: 0; 2025-03-31: 0; 2025-06-30: 27; 2025-09-30: 1; 2025-12-31: 1581.25; 2026-03-31: 159.5627; 2026-06-30: 0; 2026-09-30: 0; 2026-12-31: 1.15; 2027-03-31: 122.7877; 2027-06-30: 0; 2027-09-30: 0%
2.75% Sep-2032 (Sep-25) |  |  |  | 1581.25 | 2024-03-31: 1584.8699; 2024-06-30: 7.2072; 2024-09-30: 138.7501; 2024-12-31: 1581.25; 2025-03-31: 1624.0303; 2025-06-30: 29; 2025-09-30: 0; 2025-12-31: 1581.25; 2026-03-31: 159.5627; 2026-06-30: 0; 2026-09-30: 0; 2026-12-31: 1.15; 2027-03-31: 122.7877; 2027-06-30: 0; 2027-09-30: 0%
1.25% Mar-2031 (Mar-26) |  |  |  | 2587.5 | 2024-03-31: 2616.2372; 2024-06-30: 5.4579; 2024-09-30: 183.2207; 2024-12-31: 2587.5; 2025-03-31: 2725.8859; 2025-06-30: 29; 2025-09-30: 0; 2025-12-31: 2587.5; 2026-03-31: 219.8648; 2026-06-30: 0; 2026-09-30: 0; 2026-12-31: 1.2; 2027-03-31: 162.1422; 2027-06-30: 0; 2027-09-30: 0%
2.625% Mar-2033 (Mar-26) |  |  |  | 1750 | 2024-03-31: 1758.0412; 2024-06-30: 5.546; 2024-09-30: 180.3101; 2024-12-31: 1750; 2025-03-31: 1810.9737; 2025-06-30: 29; 2025-09-30: 0; 2025-12-31: 1750; 2026-03-31: 216.3722; 2026-06-30: 0; 2026-09-30: 0; 2026-12-31: 1.2; 2027-03-31: 159.5665; 2027-06-30: 0; 2027-09-30: 0%
0.50% Feb-2030 (Aug-26) |  |  |  | 3450 | 2024-03-31: 3460.0433; 2024-06-30: 3.1902; 2024-09-30: 1000000000; 2024-12-31: 0; 2025-03-31: 0; 2025-06-30: 25; 2025-09-30: 1; 2025-12-31: 3450; 2026-03-31: 1000000000; 2026-06-30: 0; 2026-09-30: 0; 2026-12-31: 1.1; 2027-03-31: 1000000000; 2027-06-30: 0; 2027-09-30: 0%; 2027-12-31: H/N forced by NewCvMode (1 debt: 1E9 = never converts; 2/3 converted: 0 = always converts); 0 = legacy conv. px
4.50% Feb-2034 (Aug-26) |  |  |  | 2300 | 2024-03-31: 2307.7873; 2024-06-30: 3.0802; 2024-09-30: 1000000000; 2024-12-31: 2300; 2025-03-31: 2384.6083; 2025-06-30: 29; 2025-09-30: 0; 2025-12-31: 2300; 2026-03-31: 1000000000; 2026-06-30: 0; 2026-09-30: 0; 2026-12-31: 1.25; 2027-03-31: 1000000000; 2027-06-30: 0; 2027-09-30: 0%; 2027-12-31: H/N forced by NewCvMode (1 debt: 1E9 = never converts; 2/3 converted: 0 = always converts); 0 = legacy conv. px
PLAN deal 1 short (Estimated, Aug-26 terms) |  |  |  | 0 | 2024-03-31: 0; 2024-06-30: 3.012; 2024-09-30: 332.01; 2024-12-31: 0; 2025-03-31: 0; 2025-06-30: 27; 2025-09-30: 1; 2025-12-31: 3840; 2026-03-31: 365.211; 2026-06-30: 1; 2026-09-30: 0; 2026-12-31: 1.1; 2027-03-31: 1000000000; 2027-06-30: 3840; 2027-09-30: 40%
PLAN deal 1 long (Estimated, Aug-26 terms) |  |  |  | 0 | 2024-03-31: 0; 2024-06-30: 2.9081; 2024-09-30: 343.8675; 2024-12-31: 2560; 2025-03-31: 2890.9861; 2025-06-30: 29; 2025-09-30: 0; 2025-12-31: 2560; 2026-03-31: 429.8344; 2026-06-30: 1; 2026-09-30: 0; 2026-12-31: 1.25; 2027-03-31: 1000000000; 2027-06-30: 2560; 2027-09-30: 45%
PLAN deal 2 short (Estimated, Aug-26 terms) |  |  |  | 0 | 2024-03-31: 0; 2024-06-30: 3.012; 2024-09-30: 332.01; 2024-12-31: 3840; 2025-03-31: 4210.5; 2025-06-30: 29; 2025-09-30: 0; 2025-12-31: 3840; 2026-03-31: 365.211; 2026-06-30: 1; 2026-09-30: 0; 2026-12-31: 1.1; 2027-03-31: 1000000000; 2027-06-30: 3840; 2027-09-30: 40%
PLAN deal 2 long (Estimated, Aug-26 terms) |  |  |  | 0 | 2024-03-31: 0; 2024-06-30: 2.9081; 2024-09-30: 343.8675; 2024-12-31: 2560; 2025-03-31: 2848.3619; 2025-06-30: 29; 2025-09-30: 0; 2025-12-31: 2560; 2026-03-31: 429.8344; 2026-06-30: 1; 2026-09-30: 0; 2026-12-31: 1.25; 2027-03-31: 1000000000; 2027-06-30: 2560; 2027-09-30: 45%
Cash at valuation quarter |  |  |  | 11534.2631
Secured + funding-plug debt at valuation quarter + PLACEHOLDER refundable deferred revenue (DRRefPct x DR balance; not disclosed) |  |  | v0.8: + StopBuild x StopCommitWt x (leases not commenced + energy commitments $17.4B) x share of post-6/30 YE27 MW additions that are cut - commitments with no modeled rent / power when building stops | 0
Economic basic shares (issued + exchange + NVIDIA warrant) |  |  | Ties to 308.69M at Q3'26 = 271.86 + 15.77 + 21.07 (ATM 12.27M remaining excluded) | 308.6905
RSUs (+ Eigen if included) |  |  |  | 6.2341
Iteration |  |  |  | Weight 0% | 2024-03-31: Chosen weight; 2024-06-30: Weight 100%
Off-B/S / lease weight |  |  |  | 0% | 2024-03-31: 0%; 2024-06-30: 100%
P0 = SharePx |  |  |  | 237.15 | 2024-03-31: 237.15; 2024-06-30: 237.15
P1 |  |  |  | 19.8627 | 2024-03-31: 19.8627; 2024-06-30: 0.01
P2 |  |  |  | 0.01 | 2024-03-31: 0.01; 2024-06-30: 0.01
P3 |  |  |  | 0.01 | 2024-03-31: 0.01; 2024-06-30: 0.01
P4 |  |  |  | 0.01 | 2024-03-31: 0.01; 2024-06-30: 0.01
P5 |  |  |  | 0.01 | 2024-03-31: 0.01; 2024-06-30: 0.01
P6 |  |  |  | 0.01 | 2024-03-31: 0.01; 2024-06-30: 0.01
P7 |  |  |  | 0.01 | 2024-03-31: 0.01; 2024-06-30: 0.01
P8 |  |  |  | 0.01 | 2024-03-31: 0.01; 2024-06-30: 0.01
P9 |  |  |  | 0.01 | 2024-03-31: 0.01; 2024-06-30: 0.01
P10 |  |  |  | 0.01 | 2024-03-31: 0.01; 2024-06-30: 0.01
P11 |  |  |  | 0.01 | 2024-03-31: 0.01; 2024-06-30: 0.01
P12 |  |  |  | 0.01 | 2024-03-31: 0.01; 2024-06-30: 0.01
P13 |  |  |  | 0.01 | 2024-03-31: 0.01; 2024-06-30: 0.01
P14 |  |  |  | 0.01 | 2024-03-31: 0.01; 2024-06-30: 0.01
P15 |  |  |  | 0.01 | 2024-03-31: 0.01; 2024-06-30: 0.01
Convergence ¦P15 - P14¦ (should be ~0) |  |  |  | 0
Solved value per share - FULLY DILUTED ($) |  |  |  | 0.01 | 2024-03-31: 0.01; 2024-06-30: 0.01
Convert shares at solved price (M) |  |  |  | 0 | 2024-03-31: 0; 2024-06-30: 0
Converts left in debt at solved price ($M) |  |  |  | 13510.8578 | 2024-03-31: 13510.8578; 2024-06-30: 13510.8578
Options (TSM) at solved price (M) |  |  |  | 0 | 2024-03-31: 0; 2024-06-30: 0
Fully diluted shares at solved price (M) |  |  |  | 308.5364 | 2024-03-31: 308.5364; 2024-06-30: 308.5364
Equity value - fully diluted basis ($M) |  |  |  | -621.0962 | 2024-03-31: -621.0962; 2024-06-30: -19616.0962
Value per share on 308.69M-style economic basic, all converts as debt ($) |  |  |  | -2.013 | 2024-03-31: -2.013; 2024-06-30: -63.5779
memo: convert shares at solved price - FULL CONVERSION of ITM notes (if-converted) |  |  |  | 0 | 2024-03-31: 0; 2024-06-30: 0
memo: convert shares at solved price - NET-SHARE SETTLEMENT (treasury-style; cash = principal) |  |  |  | 0 | 2024-03-31: 0; 2024-06-30: 0
memo: FD shares at solved price - full conversion / NSS basis |  |  |  | 308.5364 | 2024-03-31: 308.5364; 2024-06-30: 308.5364
memo: FD shares at solved price - NSS basis |  |  |  | 308.5364 | 2024-03-31: 308.5364; 2024-06-30: 308.5364
Convert waterfall at reference prices (existing notes, valuation quarter; Filings CapStructure: $13.425B original principal)
Price $/sh |  |  |  | Price | 2024-03-31: Converting principal $M; 2024-06-30: Full-conv. shares M; 2024-09-30: Debt left (full conv.) $M; 2024-12-31: NSS shares M; 2025-03-31: FD shares (full conv.); 2025-06-30: FD shares (NSS)
At 46 |  |  |  | 46 | 2024-03-31: 0; 2024-06-30: 0; 2024-09-30: 13510.8578; 2024-12-31: 0; 2025-03-31: 308.5364; 2025-06-30: 308.5364
At 147 |  |  |  | 147 | 2024-03-31: 3337.5; 2024-06-30: 26.1941; 2024-09-30: 10142.1089; 2024-12-31: 3.2775; 2025-03-31: 334.7305; 2025-06-30: 311.8138
At SharePx (v0.9e $237.15; was 242.81) |  |  |  | 237.15 | 2024-03-31: 7675; 2024-06-30: 50.0219; 2024-09-30: 5767.8306; 2024-12-31: 17.3716; 2025-03-31: 358.5583; 2025-06-30: 325.908
At V_PSolve |  |  |  | 0.01 | 2024-03-31: 0; 2024-06-30: 0; 2024-09-30: 13510.8578; 2024-12-31: 0; 2025-03-31: 308.5364; 2025-06-30: 308.5364
POST-FUNDING per-share value (v0.7): equity + plan cash (ATM + net convert proceeds) / (FD shares + ATM shares + new & existing convert shares at the solved price; notes OTM at that price stay debt at principal). Converts at FP_PostQ.
Funding-plan cash added to equity ($M) = ATM proceeds + 2027 converts net |  |  |  | 42535.5727
MEMO SPOT basis: new shares after the valuation quarter (ATM + top-ups at SharePx x (1 - disc) + maturity conversions at spot) (M) |  |  |  | 181.4345
Q0 = solved pre-funding price |  |  |  | 0.01 | 2024-03-31: 0.01; 2024-06-30: 0.01
Q1 |  |  |  | 75.18 | 2024-03-31: 75.18; 2024-06-30: 36.4124
Q2 |  |  |  | 75.1111 | 2024-03-31: 75.1111; 2024-06-30: 36.4124
Q3 |  |  |  | 75.1111 | 2024-03-31: 75.1111; 2024-06-30: 36.4124
Q4 |  |  |  | 75.1111 | 2024-03-31: 75.1111; 2024-06-30: 36.4124
Q5 |  |  |  | 75.1111 | 2024-03-31: 75.1111; 2024-06-30: 36.4124
Q6 |  |  |  | 75.1111 | 2024-03-31: 75.1111; 2024-06-30: 36.4124
Q7 |  |  |  | 75.1111 | 2024-03-31: 75.1111; 2024-06-30: 36.4124
Q8 |  |  |  | 75.1111 | 2024-03-31: 75.1111; 2024-06-30: 36.4124
Q9 |  |  |  | 75.1111 | 2024-03-31: 75.1111; 2024-06-30: 36.4124
Q10 |  |  |  | 75.1111 | 2024-03-31: 75.1111; 2024-06-30: 36.4124
Q11 |  |  |  | 75.1111 | 2024-03-31: 75.1111; 2024-06-30: 36.4124
Q12 |  |  |  | 75.1111 | 2024-03-31: 75.1111; 2024-06-30: 36.4124
Q13 |  |  |  | 75.1111 | 2024-03-31: 75.1111; 2024-06-30: 36.4124
Q14 |  |  |  | 75.1111 | 2024-03-31: 75.1111; 2024-06-30: 36.4124
Q15 |  |  |  | 75.1111 | 2024-03-31: 75.1111; 2024-06-30: 36.4124
POST-FUNDING value per share ($) |  |  |  | 75.1111 | 2024-03-31: 75.1111; 2024-06-30: 36.4124
Post-funding FD shares at solved price (M) |  |  |  | 491.6715 | 2024-03-31: 491.6715; 2024-06-30: 489.9708
Post-funding FD shares - full conversion / NSS memo (full) |  |  |  | 491.6715 | 2024-03-31: 491.6715; 2024-06-30: 489.9708
Post-funding FD shares - NSS |  |  |  | 490.4205 | 2024-03-31: 490.4205; 2024-06-30: 489.9708
Converts left in debt post-funding ($M) |  |  |  | 18495.3462 | 2024-03-31: 18495.3462; 2024-06-30: 18589.3119
MEMO SPOT-ISSUANCE 12-month PT ($) - all new issuance at SharePx x (1 - disc); DEPENDS ON MARKET ACCESS AT TODAY'S PRICE (v0.7c headline) |  |  |  | 84.8755 | 2024-03-31: 84.8755; 2024-06-30: 41.146
memo spot: value/share ($) |  |  |  | 75.1111 | 2024-03-31: 75.1111; 2024-06-30: 36.4124
SELF-CONSISTENT HEADLINE (v0.7d): every new share (ATM, equity top-ups, re-funding of converts that no longer convert) is issued at the solved PT itself, P = v x (1 + Ke) x (1 - SC_Disc); 2027 plan converts priced off P (conversion px = P x (1 + premium) -> never in the money at value, stay debt). Fixed point solved by unrolled iteration (linear solve each step). Cash raised is the same $ as the spot plan (the runway needs the same dollars); only the share count changes.
Equity $ issued after the valuation quarter through FP_PostQ (spot plan: ATM proceeds + top-ups) - same $ on every basis |  |  |  | 41823.6656
Check: top-up equity in or before the valuation quarter (must be 0; those shares sit in V_BASIC) |  |  |  | 0
Iteration (value v ¦ issue price P) |  |  |  | v: weight 0% | 2024-03-31: v: chosen; 2024-06-30: v: weight 100%; 2024-09-30: P: 0%; 2024-12-31: P: chosen; 2025-03-31: P: 100%
S0 = SharePx (start high; converges to the largest fixed point) |  |  |  | 237.15 | 2024-03-31: 237.15; 2024-06-30: 237.15; 2024-09-30: 237.15; 2024-12-31: 237.15; 2025-03-31: 237.15
S1 |  |  |  | 8.8925 | 2024-03-31: 8.8925; 2024-06-30: 0.01; 2024-09-30: 237.15; 2024-12-31: 237.15; 2025-03-31: 237.15
S2 |  |  |  | 0.01 | 2024-03-31: 0.01; 2024-06-30: 0.01; 2024-09-30: 8.8925; 2024-12-31: 8.8925; 2025-03-31: 0.01
S3 |  |  |  | 0.01 | 2024-03-31: 0.01; 2024-06-30: 0.01; 2024-09-30: 0.01; 2024-12-31: 0.01; 2025-03-31: 0.01
S4 |  |  |  | 0.01 | 2024-03-31: 0.01; 2024-06-30: 0.01; 2024-09-30: 0.01; 2024-12-31: 0.01; 2025-03-31: 0.01
S5 |  |  |  | 0.01 | 2024-03-31: 0.01; 2024-06-30: 0.01; 2024-09-30: 0.01; 2024-12-31: 0.01; 2025-03-31: 0.01
S6 |  |  |  | 0.01 | 2024-03-31: 0.01; 2024-06-30: 0.01; 2024-09-30: 0.01; 2024-12-31: 0.01; 2025-03-31: 0.01
S7 |  |  |  | 0.01 | 2024-03-31: 0.01; 2024-06-30: 0.01; 2024-09-30: 0.01; 2024-12-31: 0.01; 2025-03-31: 0.01
S8 |  |  |  | 0.01 | 2024-03-31: 0.01; 2024-06-30: 0.01; 2024-09-30: 0.01; 2024-12-31: 0.01; 2025-03-31: 0.01
S9 |  |  |  | 0.01 | 2024-03-31: 0.01; 2024-06-30: 0.01; 2024-09-30: 0.01; 2024-12-31: 0.01; 2025-03-31: 0.01
S10 |  |  |  | 0.01 | 2024-03-31: 0.01; 2024-06-30: 0.01; 2024-09-30: 0.01; 2024-12-31: 0.01; 2025-03-31: 0.01
S11 |  |  |  | 0.01 | 2024-03-31: 0.01; 2024-06-30: 0.01; 2024-09-30: 0.01; 2024-12-31: 0.01; 2025-03-31: 0.01
S12 |  |  |  | 0.01 | 2024-03-31: 0.01; 2024-06-30: 0.01; 2024-09-30: 0.01; 2024-12-31: 0.01; 2025-03-31: 0.01
S13 |  |  |  | 0.01 | 2024-03-31: 0.01; 2024-06-30: 0.01; 2024-09-30: 0.01; 2024-12-31: 0.01; 2025-03-31: 0.01
S14 |  |  |  | 0.01 | 2024-03-31: 0.01; 2024-06-30: 0.01; 2024-09-30: 0.01; 2024-12-31: 0.01; 2025-03-31: 0.01
S15 |  |  |  | 0.01 | 2024-03-31: 0.01; 2024-06-30: 0.01; 2024-09-30: 0.01; 2024-12-31: 0.01; 2025-03-31: 0.01
S16 |  |  |  | 0.01 | 2024-03-31: 0.01; 2024-06-30: 0.01; 2024-09-30: 0.01; 2024-12-31: 0.01; 2025-03-31: 0.01
S17 |  |  |  | 0.01 | 2024-03-31: 0.01; 2024-06-30: 0.01; 2024-09-30: 0.01; 2024-12-31: 0.01; 2025-03-31: 0.01
S18 |  |  |  | 0.01 | 2024-03-31: 0.01; 2024-06-30: 0.01; 2024-09-30: 0.01; 2024-12-31: 0.01; 2025-03-31: 0.01
S19 |  |  |  | 0.01 | 2024-03-31: 0.01; 2024-06-30: 0.01; 2024-09-30: 0.01; 2024-12-31: 0.01; 2025-03-31: 0.01
S20 |  |  |  | 0.01 | 2024-03-31: 0.01; 2024-06-30: 0.01; 2024-09-30: 0.01; 2024-12-31: 0.01; 2025-03-31: 0.01
S21 |  |  |  | 0.01 | 2024-03-31: 0.01; 2024-06-30: 0.01; 2024-09-30: 0.01; 2024-12-31: 0.01; 2025-03-31: 0.01
S22 |  |  |  | 0.01 | 2024-03-31: 0.01; 2024-06-30: 0.01; 2024-09-30: 0.01; 2024-12-31: 0.01; 2025-03-31: 0.01
S23 |  |  |  | 0.01 | 2024-03-31: 0.01; 2024-06-30: 0.01; 2024-09-30: 0.01; 2024-12-31: 0.01; 2025-03-31: 0.01
S24 |  |  |  | 0.01 | 2024-03-31: 0.01; 2024-06-30: 0.01; 2024-09-30: 0.01; 2024-12-31: 0.01; 2025-03-31: 0.01
S25 |  |  |  | 0.01 | 2024-03-31: 0.01; 2024-06-30: 0.01; 2024-09-30: 0.01; 2024-12-31: 0.01; 2025-03-31: 0.01
S26 |  |  |  | 0.01 | 2024-03-31: 0.01; 2024-06-30: 0.01; 2024-09-30: 0.01; 2024-12-31: 0.01; 2025-03-31: 0.01
S27 |  |  |  | 0.01 | 2024-03-31: 0.01; 2024-06-30: 0.01; 2024-09-30: 0.01; 2024-12-31: 0.01; 2025-03-31: 0.01
S28 |  |  |  | 0.01 | 2024-03-31: 0.01; 2024-06-30: 0.01; 2024-09-30: 0.01; 2024-12-31: 0.01; 2025-03-31: 0.01
S29 |  |  |  | 0.01 | 2024-03-31: 0.01; 2024-06-30: 0.01; 2024-09-30: 0.01; 2024-12-31: 0.01; 2025-03-31: 0.01
S30 |  |  |  | 0.01 | 2024-03-31: 0.01; 2024-06-30: 0.01; 2024-09-30: 0.01; 2024-12-31: 0.01; 2025-03-31: 0.01
Convergence ¦S30 - S29¦ (should be ~0) |  |  |  | 0
SELF-CONSISTENT value per share ($) (0 = no positive fixed point: existing equity under water at any issue price) |  |  |  | 0 | 2024-03-31: 0; 2024-06-30: 0
SELF-CONSISTENT 12-month PT ($) = issue price of all new shares |  |  |  | 0 | 2024-03-31: 0; 2024-06-30: 0
Issue price used in the last iteration ($) |  |  |  | 0.01 | 2024-03-31: 0.01; 2024-06-30: 0.01
New shares issued (M): equity $ / P + maturity conversions at P |  |  |  | 4182366.5559 | 2024-03-31: 4182366.5559; 2024-06-30: 4182366.5559
of which: extra equity $ to repay converts that convert at spot but not at P ($M) |  |  |  | 0 | 2024-03-31: 0; 2024-06-30: 0
Post-funding FD shares at the self-consistent price (M) |  |  |  | 4182675.0922 | 2024-03-31: 4182675.0922; 2024-06-30: 4182675.0922
2027 plan converts: shares to reserve at self-consistent terms (conv. px = P x (1 + premium)) (M) |  |  |  | 901674.8768 | 2024-03-31: 901674.8768; 2024-06-30: 901674.8768
v0.8c CROSS-CHECK: equity value per CURRENT FD share before issuance = (EV - net debt incl. existing converts at carrying value) / current FD shares; new money (funding gap) enters at fair value (proceeds = claim, net 0). Reconciled to the self-consistent value per share (exact identity)
EV (DCF) |  |  |  | -898.814
Funding gap $ after the valuation quarter = equity (ATM + top-ups) + 2027 plan converts (net) + equity to refund converts that do not convert at the SC price - i.e. need NOT covered by EBITDA, prepayments, ABS |  |  |  | 54467.8395
Existing converts at carrying value at the valuation quarter (excl. 2027 plan deals) |  |  |  | 13510.8578
Equity value before issuance = EV - OffBSWt x commitments - other debt (secured, plug, ABS, refundable DR, stop-build commitments) - existing converts at carrying + cash + SOTP |  |  |  | -621.0962
Current FD shares (economic basic + RSUs + options by TSM at the SC value) |  |  |  | 308.5364
EQUITY VALUE PER CURRENT SHARE BEFORE ISSUANCE ($) |  |  |  | -2.013
x (1 + Ke) = 12-month equivalent ($), compare with the self-consistent PT |  |  |  | -2.2747
memo (harsh, double counts capex already in EV): (equity value - funding gap) / current shares |  |  |  | -178.5492
Recon 1: existing converts - carrying at V_Q vs cash repaid in window, refunded at SC price, and still outstanding at FP_PostQ (accretion; conversions) per current share |  |  |  | -16.4287
Recon 2: 2027 plan converts - net proceeds vs accreted claim at FP_PostQ (fees + accretion = option / financing cost) |  |  |  | 8.7326
Recon 3: notes converting into shares at the SC value (share count x value) |  |  |  | 0
Recon 4: ABS interest charged (after tax when taxable) |  |  |  | 0
Recon 4b (v0.8d): convert cash coupons after V_Q through FP_PostQ charged (after tax when taxable) |  |  |  | -6.4563
Recon 5: issue premium if new equity is sold at the 12-month PT v x (1 + Ke) (v0.8d headline SC_NoPrem = 1 -> issued at v, R5 = 0) |  |  |  | 0
Recon 6: residual (fixed point floored at $0.01 / not converged / MAX(0) on issuance; ~0 when converged) |  |  |  | 16.1655
Shares needed (issued + convert reserve) vs authority |  |  |  | 5084041.4327
CONSTRAINT FLAG |  |  |  | exceeds authority, constraint not answer
MEMO PATH basis (DEPENDS ON MARKET ACCESS AT TODAY'S PRICE): issue price moves linearly from SharePx at the valuation quarter to the path's own PT over FP_PathQ quarters (x (1 - disc) as spot), flat after; maturity conversions tested at the path price. Chosen weight only. Fixed point by iteration.
|  |  |  | PT end (P) | 2024-03-31: v (chosen)
T0 |  |  |  | 237.15 | 2024-03-31: 237.15
T1 |  |  |  | 267.9795 | 2024-03-31: 83.7565
T2 |  |  |  | 94.6448 | 2024-03-31: 51.8257
T3 |  |  |  | 58.563 | 2024-03-31: 40.0167
T4 |  |  |  | 45.2189 | 2024-03-31: 34.1103
T5 |  |  |  | 38.5446 | 2024-03-31: 30.7215
T6 |  |  |  | 34.7153 | 2024-03-31: 28.6117
T7 |  |  |  | 32.3312 | 2024-03-31: 27.2293
T8 |  |  |  | 30.7691 | 2024-03-31: 26.2926
T9 |  |  |  | 29.7107 | 2024-03-31: 25.6433
T10 |  |  |  | 28.977 | 2024-03-31: 25.1861
T11 |  |  |  | 28.4603 | 2024-03-31: 24.8604
T12 |  |  |  | 28.0923 | 2024-03-31: 24.6266
T13 |  |  |  | 27.8281 | 2024-03-31: 24.4578
T14 |  |  |  | 27.6373 | 2024-03-31: 24.3354
T15 |  |  |  | 27.4991 | 2024-03-31: 24.2465
T16 |  |  |  | 27.3985 | 2024-03-31: 24.1816
T17 |  |  |  | 27.3252 | 2024-03-31: 24.1343
T18 |  |  |  | 27.2717 | 2024-03-31: 24.0997
T19 |  |  |  | 27.2326 | 2024-03-31: 24.0744
T20 |  |  |  | 27.204 | 2024-03-31: 24.0559
T21 |  |  |  | 27.1831 | 2024-03-31: 24.0423
T22 |  |  |  | 27.1678 | 2024-03-31: 24.0324
T23 |  |  |  | 27.1566 | 2024-03-31: 24.0251
T24 |  |  |  | 27.1484 | 2024-03-31: 24.0198
T25 |  |  |  | 27.1423 | 2024-03-31: 24.0159
T26 |  |  |  | 27.1379 | 2024-03-31: 24.013
T27 |  |  |  | 27.1347 | 2024-03-31: 24.0109
T28 |  |  |  | 27.1323 | 2024-03-31: 24.0094
T29 |  |  |  | 27.1306 | 2024-03-31: 24.0082
T30 |  |  |  | 27.1293 | 2024-03-31: 24.0074
T31 |  |  |  | 27.1284 | 2024-03-31: 24.0068
T32 |  |  |  | 27.1277 | 2024-03-31: 24.0063
T33 |  |  |  | 27.1272 | 2024-03-31: 24.006
T34 |  |  |  | 27.1268 | 2024-03-31: 24.0058
T35 |  |  |  | 27.1265 | 2024-03-31: 24.0056
T36 |  |  |  | 27.1263 | 2024-03-31: 24.0055
T37 |  |  |  | 27.1262 | 2024-03-31: 24.0054
T38 |  |  |  | 27.1261 | 2024-03-31: 24.0053
T39 |  |  |  | 27.126 | 2024-03-31: 24.0053
T40 |  |  |  | 27.1259 | 2024-03-31: 24.0052; 2024-06-30: 1225.9636
MEMO PATH value per share ($) |  |  |  | 24.0052
MEMO PATH 12-month PT ($) - DEPENDS ON MARKET ACCESS AT TODAY'S PRICE |  |  |  | 27.1259
path end price used ($) |  |  |  | 27.1259
path new shares (M) |  |  |  | 1225.9636
path convergence ¦T40 - T39¦ |  |  |  | 3.7055e-05
HEADLINE (PTBasis: 1 = self-consistent [default], 2 = spot memo, 3 = path memo)
HEADLINE value per share ($) |  |  |  | 0 | 2024-03-31: 0; 2024-06-30: 0
12-month price target ($) - HEADLINE |  |  |  | 0 | 2024-03-31: 0; 2024-06-30: 0
6-month value/share ($) = x (1 + Ke)^0.5 |  |  |  | 0 | 2024-03-31: 0; 2024-06-30: 0
3-year value/share ($) = x (1 + Ke)^3 (no dividends) |  |  |  | 0 | 2024-03-31: 0; 2024-06-30: 0
Upside / (downside) vs SharePx |  |  |  | -100% | 2024-03-31: -100%; 2024-06-30: -100%
HEADLINE new shares issued after the valuation quarter through FP_PostQ (M) |  |  |  | 4182366.5559
HEADLINE 2027 plan converts: shares to reserve (M) (SC: at P x (1 + premium); spot/path: at Aug-26-style terms off SharePx) |  |  |  | 901674.8768
AUTHORITY: shares needed (new shares + plan-convert reserve) vs ~94M available (AuthAvail; v0.8f: 64.4M pool + 50.2M treasury - 21.1M NVIDIA warrant; ~114.6M without warrant deduction) |  |  |  | 5084041.4327
shortfall vs authority (M) (> 0 needs EGM approval) |  |  |  | 5083963.6741
Net debt (secured + plug + converts left in debt - cash), chosen weight |  |  |  | 1976.5947
Price used for quarterly dilution (DilPx) |  |  |  | 0.01
Cross-checks
NTM adj. EBITDA (4 quarters after valuation quarter) |  |  |  | 2937.9595
EV / NTM adj. EBITDA |  |  |  | -0.30593
EV / FY2027 adj. EBITDA |  |  |  | -0.21334
Market EV at SharePx (dilution at $242.81; ITM converts in shares and OUT of debt)
FD shares at SharePx excl. unsold ATM (M) |  |  | Check vs Filings FD 358.3M when FDSel=1 (Valuation row 327); legacy 369.2M when FDSel=0 | 358.5583
ITM convert shares at SharePx (M) |  |  |  | 50.0219
ITM convert principal at SharePx ($M orig.) |  |  |  | 7675
Converts left in debt at SharePx ($M accreted) |  |  |  | 5767.8306
MARKET EV - Filings CapStructure basis (6/30 balance sheet + Aug notes + Aug exchange); NO forecast cash
Market equity = SharePx x economic basic 308.69M ($M) |  |  | 271.86 issued + 15.77 exchange + 21.07 NVIDIA warrant | 73205.8335
+ Older converts, carrying pro forma for Aug exchange |  |  |  | 7697.1
+ Aug-2026 converts (2030s + 2034s) gross |  |  |  | 5750
+ Debt, current (6/30) |  |  |  | 46.7
+ Secured loan (if drawn; cash-neutral) |  |  |  | 0
- Unrestricted cash 6/30 (excl. $1.06B restricted) |  |  |  | -8042.1
- Aug converts proceeds held as cash |  |  |  | -5750
- Secured loan proceeds held as cash |  |  |  | 0
MARKET EV ex-leases ($M) |  |  | Target ~$74.7B at $242.81 (Filings) | 72907.5335
Memo: FD-basis market EV (FD equity at SharePx; ITM older converts out of debt) |  |  | All older converts ITM at $242.81 -> in shares; Aug notes OTM -> debt | 77036.7023
Market EV / NTM adj. EBITDA |  |  |  | 24.8157
Energized IT MW at valuation qtr (Capacity, live scenario) |  |  |  | 216.9897
Contracted IT MW at valuation qtr |  |  |  | 3400
EV per ENERGIZED MW (primary capacity multiple) - three ways; EV per contracted MW = indicative only
|  |  |  | Nebius market | 2024-03-31: Nebius DCF; 2024-06-30: CoreWeave; 2024-09-30: NBIS / CRWV
$M EV / energized MW - ex-leases |  |  |  | 335.9954 | 2024-03-31: -4.1422; 2024-06-30: 53; 2024-09-30: 6.3395
$M EV / energized MW - incl. commenced leases both sides |  |  | CRWV lease liab. placeholder (GPU Market) | 343.4842 | 2024-03-31: 3.3466; 2024-06-30: 53; 2024-09-30: 6.4808
$M EV / energized MW - incl. all commitments |  |  | CRWV commitments placeholder | 423.5341 | 2024-03-31: 83.3965; 2024-06-30: 53; 2024-09-30: 7.9912
$M EV / contracted MW (INDICATIVE ONLY) |  |  | pipeline, not capacity | 21.4434 | 2024-03-31: -0.26436; 2024-06-30: 21.4865; 2024-09-30: 0.99799
Peer-implied EV (CRWV EV/energized MW x Nebius energized MW) |  |  |  | 11500.4541
DCF EV / market EV |  |  |  | -0.012328
Market EV / FY27 adj. EBITDA (model) |  |  |  | 17.3048
v0.9c PT SHARE BASIS (Inputs FDSel; 1 = Filings FD 358.3M). Names V_BASIC / V_RSU re-pointed here; options TSM in PT math multiplied by (FDSel=0).
PT basic shares = IF(FDSel=1, FD_630 - shares of the six pre-Aug-26 notes still outstanding at the valuation qtr (re-enter only if ITM at the solved price) + v0.9e exchange inducement 0.22M (ExchInduce), legacy economic basic E96) |  |  |  | 308.5364
PT RSUs = IF(FDSel=1, 0 [Filings FD excludes RSUs/options], legacy E97) |  |  |  | 0
Check: PT FD shares at SharePx (six older notes ITM; Aug-26 notes per NewCvMode) - should equal FD_Used (358.56 debt / 376.65 if-converted) when FDSel = 1 |  |  |  | 358.5583 | 2024-03-31: OK: 358.56M
Memo: legacy v0.9b FD at SharePx (economic basic + RSUs + options TSM + ITM converts) - 369.2M |  |  |  | 369.1674
Memo: gap legacy - Filings FD = RSUs + options TSM + (Aug-26 exchange shares - exchanged notes' 6/30 if-converted shares). Unsold ATM is NOT part of either count (Inputs 349) |  |  |  | 10.8295
of which RSUs |  |  |  | 6.2341
of which options TSM at SharePx |  |  |  | 4.2209
of which Aug-26 exchange vs exchanged-notes if-converted (residual) |  |  |  | 0.37452

## KPIs
KPIs
Modeling-owned derived KPIs (quarterly, annualized where $/MW). All formulas from Revenue / Sites / Contracts / Capex_DA / PnL.
Line item | Unit | Owner | Tag / source / method | Open | Q1'24 | Q2'24 | Q3'24 | Q4'24 | Q1'25 | Q2'25 | Q3'25 | Q4'25 | Q1'26 | Q2'26 | Q3'26 | Q4'26 | Q1'27 | Q2'27 | Q3'27 | Q4'27 | Q1'28 | Q2'28 | Q3'28 | Q4'28 | Q1'29 | Q2'29 | Q3'29 | Q4'29 | Q1'30 | Q2'30 | Q3'30 | Q4'30 | FY2024 | FY2025 | FY2026 | FY2027 | FY2028 | FY2029 | FY2030
Period end |  |  |  |  | 2024-03-31 | 2024-06-30 | 2024-09-30 | 2024-12-31 | 2025-03-31 | 2025-06-30 | 2025-09-30 | 2025-12-31 | 2026-03-31 | 2026-06-30 | 2026-09-30 | 2026-12-31 | 2027-03-31 | 2027-06-30 | 2027-09-30 | 2027-12-31 | 2028-03-31 | 2028-06-30 | 2028-09-30 | 2028-12-31 | 2029-03-31 | 2029-06-30 | 2029-09-30 | 2029-12-31 | 2030-03-31 | 2030-06-30 | 2030-09-30 | 2030-12-31
Index |  |  |  | 0 | 1 | 2 | 3 | 4 | 5 | 6 | 7 | 8 | 9 | 10 | 11 | 12 | 13 | 14 | 15 | 16 | 17 | 18 | 19 | 20 | 21 | 22 | 23 | 24 | 25 | 26 | 27 | 28
A = actual / F = forecast | bar: 2024-03-31 to 2030-12-31
Fiscal year |  |  |  |  | 2024 | 2024 | 2024 | 2024 | 2025 | 2025 | 2025 | 2025 | 2026 | 2026 | 2026 | 2026 | 2027 | 2027 | 2027 | 2027 | 2028 | 2028 | 2028 | 2028 | 2029 | 2029 | 2029 | 2029 | 2030 | 2030 | 2030 | 2030 | 2024 | 2025 | 2026 | 2027 | 2028 | 2029 | 2030
MW bases (IT MW)
BILLING IT MW = active - delivered-but-power-capped contract MW | MW | Modeling |  |  | 22.7275 | 22.7275 | 22.7275 | 27.7275 | 47.7275 | 47.7275 | 59.0913 | 138.326 | 170.9897 | 182.4897 | 178.2397 | 212.7397 | 297.4695 | 453.7923 | 629.5368 | 812.6073 | 1081.9108 | 1172.9923 | 1326.4518 | 1338.9518 | 1652.7273 | 1652.7273 | 1963.8213 | 1963.8213 | 2409.3763 | 2409.3763 | 2409.3763 | 2409.3763 | 27.7275 | 138.326 | 212.7397 | 812.6073 | 1338.9518 | 1963.8213 | 2409.3763
Contracted IT MW | MW | Sites |  |  | 0 | 0 | 5 | 123.1825 | 423.1825 | 443.4897 | 665.6997 | 1600 | 2200 | 3102.7433 | 3400 | 4000 | 4000 | 4000 | 4000 | 4000 | 4000 | 4000 | 4000 | 4000 | 4000 | 4000 | 4000 | 4000 | 4000 | 4000 | 4000 | 4000 | 123.1825 | 1600 | 4000 | 4000 | 4000 | 4000 | 4000
Energized IT MW (Capacity estimate, live scenario) | MW | Sites |  |  | 22.7275 | 22.7275 | 22.7275 | 27.7275 | 47.7275 | 47.7275 | 59.0913 | 138.326 | 170.9897 | 182.4897 | 216.9897 | 301.7195 | 453.7923 | 629.5368 | 812.6073 | 1081.9108 | 1172.9923 | 1326.4518 | 1338.9518 | 1652.7273 | 1652.7273 | 1963.8213 | 1963.8213 | 2409.3763 | 2409.3763 | 2409.3763 | 2409.3763 | 2841.0793 | 27.7275 | 138.326 | 301.7195 | 1081.9108 | 1652.7273 | 2409.3763 | 2841.0793
Owned IT MW (active) | MW | Sites |  |  | 22.7275 | 22.7275 | 22.7275 | 22.7275 | 22.7275 | 22.7275 | 34.0913 | 56.8188 | 68.1825 | 68.1825 | 57.3419 | 49.0353 | 51.4895 | 73.4661 | 133.7839 | 244.3581 | 372.5575 | 492.8966 | 552.1775 | 668.3748 | 825.0045 | 956.1262 | 1136.0985 | 1289.1655 | 1581.6535 | 1581.6535 | 1581.6535 | 1707.4263 | 22.7275 | 56.8188 | 49.0353 | 244.3581 | 668.3748 | 1289.1655 | 1707.4263
Leased IT MW (active; colo + build-to-suit) | MW | Sites |  |  | 0 | 0 | 0 | 5 | 25 | 25 | 25 | 81.5072 | 102.8072 | 114.3072 | 125.1478 | 167.9544 | 250.23 | 380.3262 | 495.7529 | 568.2492 | 709.3533 | 680.0957 | 774.2743 | 670.577 | 827.7228 | 696.6011 | 827.7228 | 674.6558 | 827.7228 | 827.7228 | 827.7228 | 701.95 | 5 | 81.5072 | 167.9544 | 568.2492 | 670.577 | 674.6558 | 701.95
Revenue per MW ($M per MW-yr, annualized AI cloud revenue)
Revenue per BILLING MW | $M/MW-yr | Modeling |  |  | 1.8128 | 2.3056 | 5.0863 | 4.5731 | 3.4697 | 7.8445 | 9.3956 | 6.1941 | 9.1163 | 12.6013 | 14.9717 | 15.0681 | 13.7129 | 14.3248 | 15.5927 | 15.1508 | 14.8086 | 16.1617 | 15.9327 | 16.8893 | 15.4247 | 17.1578 | 15.8761 | 17.3438 | 15.741 | 17.3904 | 17.3333 | 17.5229
Revenue per contracted MW | $M/MW-yr | Modeling |  |  | 0 | 0 | 23.12 | 1.0294 | 0.39132 | 0.84421 | 0.83401 | 0.5355 | 0.70855 | 0.74115 | 0.78487 | 0.80139 | 1.0198 | 1.6251 | 2.454 | 3.0779 | 4.0054 | 4.7394 | 5.2835 | 5.6535 | 6.3732 | 7.0893 | 7.7945 | 8.515 | 9.4815 | 10.475 | 10.4406 | 10.5548
Revenue per energized MW | $M/MW-yr | Modeling |  |  | 1.8128 | 2.3056 | 5.0863 | 4.5731 | 3.4697 | 7.8445 | 9.3956 | 6.1941 | 9.1163 | 12.6013 | 12.2981 | 10.6244 | 8.9891 | 10.3258 | 12.0798 | 11.3796 | 13.6587 | 14.292 | 15.7839 | 13.6828 | 15.4247 | 14.4398 | 15.8761 | 14.1365 | 15.741 | 17.3904 | 17.3333 | 14.8603
Microsoft revenue per Microsoft billing MW | $M/MW-yr | Modeling |  |  | 0 | 0 | 0 | 0 | 0 | 0 | 0 | 1.8118 | 4.5294 | 9.0588 | 7.247 | 10.8706 | 12.6823 | 14.4941 | 14.4941 | 14.4941 | 14.4941 | 14.4941 | 14.4941 | 14.4941 | 14.4941 | 14.4941 | 14.4941 | 14.4941 | 14.4941 | 14.4941 | 14.4941 | 15.4
Fleet KPIs
Revenue per GPU ($K per GPU-yr) | $K/GPU-yr | Modeling |  |  | 3.0044 | 3.8212 | 8.43 | 8.406 | 7.1293 | 12.48 | 17.0526 | 15.9424 | 19.5746 | 25.7479 | 29.0923 | 32.1184 | 32.0579 | 35.9284 | 38.5767 | 37.3506 | 38.167 | 38.743 | 39.8228 | 40.4738 | 41.1351 | 41.7793 | 42.4299 | 43.0661 | 43.6443 | 44.2415 | 44.0963 | 44.5787
Implied blended $/GPU-hr | $/GPU-hr | Modeling | AI revenue / (avg GPUs x hours) |  | 0.34392 | 0.43741 | 0.95448 | 0.95176 | 0.82515 | 1.4286 | 1.9308 | 1.8051 | 2.2656 | 2.9473 | 3.294 | 3.6366 | 3.7104 | 4.1127 | 4.3678 | 4.229 | 4.3689 | 4.4349 | 4.5089 | 4.5826 | 4.761 | 4.7824 | 4.8041 | 4.8761 | 5.0514 | 5.0643 | 4.9928 | 5.0474
Fleet-weighted on-demand list price | $/GPU-hr | Pricing |  |  | 3.875 | 3.875 | 3.875 | 3.875 | 3.875 | 3.875 | 4.5544 | 6.6053 | 6.9285 | 7.0133 | 7.1114 | 8.8087 | 8.7106 | 8.6587 | 8.5294 | 8.8091 | 9.8285 | 10.1616 | 10.6973 | 10.5757 | 11.2024 | 11.0268 | 11.6417 | 11.4601 | 12.0447 | 11.8575 | 11.6734 | 11.4921
Implied utilization (blended $/hr / weighted list) | % | Modeling | Mixes realized-price discount with utilization |  | 8.875% | 11.29% | 24.63% | 24.56% | 21.29% | 36.87% | 42.39% | 27.33% | 32.7% | 42.03% | 46.32% | 41.28% | 42.6% | 47.5% | 51.21% | 48.01% | 44.45% | 43.64% | 42.15% | 43.33% | 42.5% | 43.37% | 41.27% | 42.55% | 41.94% | 42.71% | 42.77% | 43.92%
Capex per new active MW ($M/MW) | $M/MW | Modeling |  |  | 0 | 0 | 0 | 83.52 | 27.2 | 0 | 84.0832 | 25.9482 | 75.7078 | 491.9478 | 0 | 176.1211 | 90.0645 | 59.6968 | 65.0814 | 30.7659 | 23.2229 | 44.0852 | 81.6852 | 331.546 | 40.4956 | 0 | 58.2678 | 0 | 1.4028 | 0 | 0 | 0
Adj. EBITDA per billing MW ($M/MW-yr) | $M/MW-yr | Modeling |  |  | -12.4783 | -10.2255 | -8.0783 | -9.2183 | -4.5005 | -1.76 | -0.352 | 0.43376 | 3.0294 | 5.1773 | 5.9147 | 6.0549 | 6.7756 | 7.3105 | 8.15 | 7.8622 | 8.4678 | 9.3402 | 9.2246 | 9.9014 | 9.5372 | 10.7266 | 9.9378 | 10.9733 | 10.2914 | 11.3752 | 11.3228 | 11.5467
Adj. EBITDA per energized MW ($M/MW-yr) | $M/MW-yr | Modeling |  |  | -12.4783 | -10.2255 | -8.0783 | -9.2183 | -4.5005 | -1.76 | -0.352 | 0.43376 | 3.0294 | 5.1773 | 4.8585 | 4.2693 | 4.4415 | 5.2696 | 6.3139 | 5.9052 | 7.8103 | 8.2597 | 9.1385 | 8.0216 | 9.5372 | 9.0274 | 9.9378 | 8.944 | 10.2914 | 11.3752 | 11.3228 | 9.7922
Owned vs leased cohorts ($M per MW-yr)
Pre-rent EBITDA per active MW (both cohorts) | $M/MW-yr | Modeling |  |  | -12.4783 | -10.2255 | -8.0783 | -8.7568 | -3.336 | -0.28678 | 0.72349 | 1.6164 | 4.5589 | 6.8835 | 7.7057 | 7.9402 | 8.6852 | 9.2727 | 10.0557 | 9.6074 | 10.0823 | 10.9076 | 10.7713 | 11.3034 | 10.8121 | 11.912 | 11.0294 | 11.9395 | 11.1682 | 12.3414 | 12.289 | 12.3661
Rent per leased MW | $M/MW-yr | Modeling |  |  | 0 | 0 | 0 | 2.5589 | 2.2232 | 2.8125 | 2.5421 | 2.007 | 2.5439 | 2.7239 | 2.8125 | 2.5889 | 2.4176 | 2.3412 | 2.4199 | 2.4957 | 2.4625 | 2.7033 | 2.6498 | 2.7994 | 2.5455 | 2.8125 | 2.5897 | 2.8125 | 2.5524 | 2.8125 | 2.8125 | 2.8125
EBITDA per MW - OWNED cohort (no rent; shell/power in capex) | $M/MW-yr | Modeling |  |  | -12.4783 | -10.2255 | -8.0783 | -8.7568 | -3.336 | -0.28678 | 0.72349 | 1.6164 | 4.5589 | 6.8835 | 7.7057 | 7.9402 | 8.6852 | 9.2727 | 10.0557 | 9.6074 | 10.0823 | 10.9076 | 10.7713 | 11.3034 | 10.8121 | 11.912 | 11.0294 | 11.9395 | 11.1682 | 12.3414 | 12.289 | 12.3661
EBITDA per MW - LEASED cohort (after rent) | $M/MW-yr | Modeling |  |  | -12.4783 | -10.2255 | -8.0783 | -11.3158 | -5.5592 | -3.0993 | -1.8186 | -0.39063 | 2.015 | 4.1596 | 4.8932 | 5.3513 | 6.2676 | 6.9314 | 7.6358 | 7.1117 | 7.6198 | 8.2043 | 8.1215 | 8.504 | 8.2666 | 9.0995 | 8.4396 | 9.127 | 8.6158 | 9.5289 | 9.4765 | 9.5536
Capex per MW - owned (IT + ShellMW + PowerMW) | $M/MW | Inputs |  |  | 42.5 | 42.5 | 42.5 | 42.5 | 42.5 | 42.5 | 42.5 | 42.5 | 42.5 | 42.5 | 42.5 | 42.5 | 42.5 | 42.5 | 42.5 | 42.5 | 42.5 | 42.5 | 42.5 | 42.5 | 42.5 | 42.5 | 42.5 | 42.5 | 42.5 | 42.5 | 42.5 | 42.5
Capex per MW - leased (IT only; colo case ~$30M/IT MW) | $M/MW | Inputs |  |  | 30 | 30 | 30 | 30 | 30 | 30 | 30 | 30 | 30 | 30 | 30 | 30 | 30 | 30 | 30 | 30 | 30 | 30 | 30 | 30 | 30 | 30 | 30 | 30 | 30 | 30 | 30 | 30
Depreciation yield ex life change (Capex_DA) | % | Capex_DA |  |  | 0% | [7 empty] | 21.62% | 20.02% | 32.96% | 22.82% | 21.67% | 23.79% | 26.1% | 26.54% | 27.68% | 24.32% | 23.46% | 22.02% | 24.78% | 22.66% | 24.07% | 22.49% | 24.74% | 22.26% | 20.65% | 20.56%

## Sensitivity
Sensitivities
1) List-price change from quarter after valuation: on-demand book (c) immediately; reserved book (b) only after ResLag renewal; hyperscaler book (a) unaffected. EBITDA = 100% flow-through (no revenue-linked cost).
Revenue impact ($M) | -20% | -10% | +10% | +20% | % of model rev (+10%)
FY2026 revenue = EBITDA impact | -11.0563 | -5.5282 | 5.5282 | 11.0563 | 0.2243%
FY2027 revenue = EBITDA impact | -442.1204 | -221.0602 | 221.0602 | 442.1204 | 2.693%
FY2028 revenue = EBITDA impact | -3327.0001 | -1663.5 | 1663.5 | 3327.0001 | 8.437%
Exposure mix at valuation quarter: book (a) / (b) / (c) share of AI cloud revenue | 49.4% | 43.92% | 6.673%
2) Scenario / toggle snapshot - STATIC values from LibreOffice recalcs at build time (re-run snap.py after changing inputs). $M except per-share.
Variant | FY26 revenue | FY27 revenue | FY28 revenue | FY27 adj. EBITDA | FY27 EBIT | FY27 D&A | DCF EV | FD value/share | 12m PT | Liquidity <0 qtr | YE27 liquidity | FY27 capex | FY28 adj. EBITDA | YE28 liquidity | FY26 adj. EBITDA | FY28 EBIT | FY26 capex | FY28 capex | FY26 EBIT | Equity value FD | Q2'26 util | TV PV | Term capex | 6m value | 3y value | GB300 rev/IT MW gross | GB300 net leased | GB300 net owned | Rubin rev/IT MW | Q3'26 rev | Terminal g | FY30 margin | YE26 liquidity | FY28 rev | New-MW blended $/IT MW-yr | Vineland loss FY26-27 | Min liquidity | YE27 active MW | Total new prepayments | DR run-off adj | Sold share new MW | Post-funding $/sh | Post-funding FD sh | Pre-funding FD sh | Min liq to YE27 | ATM shares | Avride add-back | SOTP | FD sh full-conv | FD sh NSS | Asset floor EV | Stop-build commitments in debt | Funding gap | Eq value / current share pre-issuance | YE27 non-contract MW | Capex Q3'26-Q4'30 | Floor $/sh cons | Floor $/sh mark | Floor $/sh high | NPVc leased Rubin | NPVc owned Rubin | NPVat leased Rubin | NPVat owned Rubin | NPV pre leased Rubin | NPV pre owned Rubin | PX GB IT | PX GB gross | PX VR | DX FY27 | DX model FY27 | FY27 AI rev | Post FD full-conv | YE26 energized | YE27 energized | Floor flag | PB RU IT | IRR leased Rubin | IRR owned Rubin | CV debt at solved (pre) | CV debt post | Issuance need | Refundable DR placeholder at V_Q | Lease prepayments total | New prepayments H2'26-FY28 | Floor $/sh SHARED (headline) | Floor PT shared | FY27 Microsoft rev | NPVc leased GB300 | NPVat leased GB300 | Top-up equity $M | Top-up shares M | Post-funding new shares M | Min liq all qtrs | Rubin/GB300 GPU-hr x | Rubin/GB300 capex x | PT self-consistent | PT spot memo | PT path memo | Value/sh SC | Issue px SC | New sh headline M | Convert reserve headline M | Authority need M | New sh SC M | New sh path M | Floor $/sh SC | PF PV pre-tax | PF PV after-tax | PF capex | SC re-funding $ | SC FD sh | Spot new sh M | PT SC conv | Path end px
Base (live) | 2465.0795 | 8209.2404 | 19716.7966 | 4213.144 | -1135.4902 | 5020.2646 | -898.814 | 0.01 | 0 | none to Q4'30 | 1000 | 33779.4469 | 11402.704 | 1000 | 951.2908 | -267.5658 | 17617.7171 | 26949.0429 | -955.6922 | -621.0962 | 0.75032 | 46166.2147 | 22149.4763 | 0 | 0 | 27.4243 | 25.2243 | 26.6743 | 27.2673 | 674.6864 | 0.03 | 0.65441 | 9750.4661 | 19716.7966 | 16.6917 | 0 | 1000 | 812.6073 | 20079.989 | -5508.7224 | 0.41448 | 75.1111 | 491.6715 | 308.5364 | 1000 | 12.2705 | 0 | 2254.3125 | 308.5364 | 308.5364 | 5631.6262 | 0 | 54467.8395 | -2.013 | 417.929 | 111441.9072 | 17.0986 | 25.9351 | 40.4576 | -8.2771 | -7.2887 | 1.0924 | 2.0408 | 5.254 | 7.8849 | 3.7199 | 4.4657 | 5.7791 | 8712.7031 | 8176.8737 | 8176.8737 | 491.6715 | 301.7195 | 1081.9108 | FLAG: DCF EV below asset floor | 42.7692 | 0.15599 | 0.16174 | 13510.8578 | 18495.3462 | 272.5554 | 0 | 950.6973 | 12000 | 5.0004 | 5.6504 | 2643.7736 | -6.2084 | 3.0059 | 38913.7148 | 169.164 | 181.4345 | 1000 | 1.5536 | 1.09 | 0 | 84.8755 | 27.1259 | 0 | 0.01 | 4182366.5559 | 901674.8768 | 5084041.4327 | 4182366.5559 | 1225.9636 | 5.0004 | 16775.9595 | 12447.762 | 11144.3333 | 0 | 4182675.0922 | 181.4345 | 0 | 27.1259
Bull | 2822.9539 | 13514.6499 | 28701.9255 | 7841.1009 | 2018.4216 | 5282.0933 | 125480.8595 | 365.8161 | 400.511 | none to Q4'30 | 1000 | 37641.1606 | 18116.2303 | 1000 | 1212.1769 | 6323.5822 | 23963.3261 | 22480.1453 | -533.4734 | 137784.2578 | 0.75032 | 155548.9659 | 23092.6812 | 378.4473 | 502.401 | 43.0417 | 40.8417 | 42.2917 | 46.9633 | 785.6562 | 0.035 | 0.70216 | 3640.143 | 28701.9255 | 19.0922 | 0 | 1000 | 1071.7478 | 26532.1624 | -8420.5494 | 0 | 328.0289 | 499.2034 | 376.649 | 1000 | 12.2705 | 0 | 3694.865 | 376.649 | 339.7155 | 8424.2506 | 0 | 41707.9573 | 402.7836 | 677.0695 | 116510.5514 | 33.4028 | 41.7499 | 56.5371 | -6.8655 | -0.51047 | 2.2479 | 8.6029 | 6.5361 | 15.7885 | 4.1849 | 5.0239 | 7.1347 | 12077.6392 | 13480.8204 | 13480.8204 | 499.2034 | 413.9493 | 1369.2143 | OK: DCF EV above asset floor | 42.7692 | 0.15599 | 0.21385 | 0 | 9949.848 | 172.5628 | 0 | 872.7296 | 12000 | 28.9523 | 32.4266 | 3188.6983 | -0.37946 | 9.7465 | 26153.8327 | 110.2839 | 146.6577 | 1000 | 1.7049 | 0.9052 | 400.511 | 367.3923 | 397.6706 | 357.5991 | 357.5991 | 105.378 | 25.2147 | 130.5927 | 105.378 | 110.2162 | 28.9523 | 18843.2506 | 13981.692 | 10419 | 0 | 457.9237 | 146.6577 | 0 | 397.6706
Bear | 2161.0906 | 4287.2002 | 10944.1399 | 1840.9429 | -3929.7563 | 5599.2112 | -34363.024 | 0.01 | 0 | none to Q4'30 | 1000 | 23393.2766 | 5268.3404 | 1000 | 747.0023 | -6256.6395 | 10749.8274 | 27562.9798 | -1436.1783 | -34087.8704 | 0.75032 | 16992.5164 | 14072.7442 | 0 | 0 | 22.2728 | 20.0728 | 21.5228 | 21.8719 | 594.1494 | 0.02 | 0.57267 | 15276.2104 | 10944.1399 | 14.7366 | 0 | 1000 | 470.4468 | 12000 | -2079.0066 | 1 | 27.0266 | 693.3914 | 308.5364 | 1000 | 12.2705 | 0 | 998.76 | 308.5364 | 308.5364 | 1668.246 | 1732.5375 | 54761.0281 | -110.4825 | 155.7684 | 88718.5578 | 8.3139 | 17.1505 | 30.2918 | -13.6536 | -20.0976 | -3.5974 | -9.9393 | -0.54839 | -6.7347 | 3.3712 | 4.0471 | 5.1727 | 5354.4922 | 4257.6002 | 4257.6002 | 693.3914 | 189.4897 | 794.6073 | FLAG: DCF EV below asset floor | 42.7692 | 0.1246 | 0.086615 | 13510.8578 | 8639.4639 | 554.6884 | 1732.5375 | 1028.665 | 12000 | 0.033299 | 0.038294 | 1983.6663 | -14.9452 | -5.3227 | 53015.0576 | 372.5846 | 384.8551 | 1000 | 1.5344 | 1.3102 | 0 | 31.0806 | 0 | 0 | 0.01 | 5476102.8063 | 0 | 5476102.8063 | 5476102.8063 | 6042575.0901 | 0.033299 | 13676.5793 | 10148.0219 | 12008.3333 | 0 | 5476411.3427 | 384.8551 | 0 | 0.0115
Gross | 2465.0795 | 8660.6712 | 20727.1634 | 4533.6598 | -833.4117 | 5020.6447 | 1732.3251 | 6.5148 | 0 | none to Q4'30 | 1000 | 33788.4755 | 12170.5827 | 1000 | 951.2908 | 456.5954 | 17617.7171 | 26969.2502 | -955.6922 | 2010.0429 | 0.75032 | 47133.9289 | 22163.1975 | 0 | 0 | 27.4243 | 25.2243 | 26.6743 | 27.2673 | 674.6864 | 0.03 | 0.65822 | 9750.4661 | 20727.1634 | 19.7392 | 0 | 1000 | 812.6073 | 20079.989 | -5508.7224 | 0.3585 | 78.4592 | 484.5044 | 308.5364 | 1000 | 12.2705 | 0 | 2254.3125 | 308.5364 | 308.5364 | 5807.5894 | 0 | 52819.1484 | 6.5148 | 417.929 | 111513.6182 | 17.6689 | 26.5054 | 41.0279 | -8.2771 | -7.2887 | 1.0924 | 2.0408 | 5.254 | 7.8849 | 3.7199 | 4.4657 | 5.7791 | 8712.7031 | 8628.3044 | 8628.3044 | 484.5044 | 301.7195 | 1081.9108 | FLAG: DCF EV below asset floor | 42.7692 | 0.15599 | 0.16174 | 13510.8578 | 18495.3462 | 261.6826 | 0 | 950.6973 | 12000 | 5.8993 | 6.6662 | 2643.7736 | -6.2084 | 3.0059 | 37265.0237 | 161.9968 | 174.2673 | 1000 | 1.5536 | 1.09 | 0 | 88.6589 | 33.2758 | 0 | 0.01 | 4017497.4475 | 901674.8768 | 4919172.3243 | 4017497.4475 | 979.1686 | 5.8993 | 16951.9227 | 12578.3267 | 11144.3333 | 0 | 4017805.9839 | 174.2673 | 0 | 33.2758
STOP: base contracted only / stop building | 2465.0795 | 6466.0206 | 9434.3347 | 3272.3356 | -920.7035 | 3934.3982 | 9765.2328 | 17.5438 | 13.2144 | none to Q4'30 | 3283.2818 | 7378.5068 | 5421.751 | 7034.8278 | 951.2908 | 113.8204 | 13419.3104 | 331.0867 | -955.6922 | 5412.9134 | 0.75032 | 10417.7673 | 5059.2777 | 12.431 | 16.8734 | 27.4243 | 25.2243 | 26.6743 | 27.2673 | 674.6864 | 0.03 | 0.64006 | 8631.079 | 9434.3347 | 16.6917 | 0 | 2036.482 | 541.7195 | 0 | -355.2636 | 1 | 11.6941 | 308.5364 | 308.5364 | 2036.482 | 0 | 0 | 2254.3125 | 308.5364 | 308.5364 | 5404.1437 | 3733.6849 | 0 | 17.5438 | 147.0412 | 17267.9139 | 1.3548 | 10.1914 | 24.7139 | -8.2771 | -7.2887 | 1.0924 | 2.0408 | 5.254 | 7.8849 | 3.7199 | 4.4657 | 5.7791 | 8712.7031 | 6433.6538 | 6433.6538 | 308.5364 | 301.7195 | 1081.9108 | OK: DCF EV above asset floor | 42.7692 | 0.15599 | 0.16174 | 13510.8578 | 8639.4639 | 0.072854 | 0 | 0 | 0 | 0 | 0 | 2643.7736 | -6.2084 | 3.0059 | 0 | 0 | 0 | 2036.482 | 1.5536 | 1.09 | 13.2144 | 13.2144 | 13.2144 | 11.6941 | 11.6941 | 0 | 0 | 0 | 0 | 0 | 0 | 16548.4771 | 12278.97 | 11144.3333 | 0 | 308.5364 | 0 | 0 | 13.2144
STOP: bull | 2822.9539 | 10744.3513 | 12085.9374 | 6307.5911 | 2231.2035 | 3646.6135 | 44239.0367 | 119.7078 | 128.1326 | none to Q4'30 | 7717.7322 | 214.887 | 7752.9167 | 13213.7965 | 1212.1769 | 3325.1794 | 18931.933 | 241.7187 | -533.4734 | 37341.3679 | 0.75032 | 32640.5922 | 4647.8199 | 121.0739 | 160.7295 | 43.0417 | 40.8417 | 42.2917 | 46.9633 | 785.6562 | 0.035 | 0.69909 | 3355.0239 | 12085.9374 | 19.0922 | 0 | 3355.0239 | 547.2826 | 0 | -372.8308 | 0 | 114.4041 | 311.9377 | 311.9377 | 3355.0239 | 0 | 0 | 3694.865 | 311.9377 | 310.4181 | 8500.151 | 5122.2249 | 0 | 120.4379 | 152.6043 | 12528.7032 | 0 | 6.7176 | 22.4054 | -6.8655 | -0.51047 | 2.2479 | 8.6029 | 6.5361 | 15.7885 | 4.1849 | 5.0239 | 7.1347 | 12077.6392 | 10710.5218 | 10710.5218 | 311.9377 | 413.9493 | 1369.2143 | OK: DCF EV above asset floor | 42.7692 | 0.15599 | 0.21385 | 13328.9508 | 8545.4982 | 0 | 0 | 0 | 0 | 0 | 0 | 3188.6983 | -0.37946 | 9.7465 | 0 | 0 | 1.7007 | 3355.0239 | 1.7049 | 0.9052 | 128.1326 | 128.1326 | 128.1326 | 114.4041 | 114.4041 | 1.7007 | 0 | 1.7007 | 1.7007 | 1.7007 | 0 | 18919.151 | 14038.0101 | 10419 | 0 | 311.9377 | 1.7007 | 0 | 128.1326
STOP: bear | 2161.0906 | 3424.1558 | 6734.5668 | 1497.3955 | -2593.5271 | 3953.9564 | -2638.8516 | 0.01 | 0 | none to Q4'30 | 3571.7463 | 10353.778 | 3374.9537 | 5280.406 | 747.0023 | -2339.3364 | 8386.7427 | 289.7959 | -1433.4793 | -7661.1646 | 0.75032 | 5358.6272 | 3282.2846 | 0 | 0 | 22.2728 | 20.0728 | 21.5228 | 21.8719 | 594.1494 | 0.02 | 0.59015 | 13483.7693 | 6734.5668 | 14.7366 | 0 | 1000 | 321.0662 | 0 | -323.0156 | 1 | 0 | 326.3435 | 308.5364 | 3571.7463 | 0 | 0 | 998.76 | 308.5364 | 308.5364 | 2060.2364 | 5937.9657 | 2533.7732 | -24.8307 | 6.3879 | 16766.293 | 0 | 1.2513 | 14.3926 | -13.6536 | -20.0976 | -3.5974 | -9.9393 | -0.54839 | -6.7347 | 3.3712 | 4.0471 | 5.1727 | 5354.4922 | 3394.5558 | 3394.5558 | 326.3435 | 189.4897 | 794.6073 | FLAG: DCF EV below asset floor | 42.7692 | 0.1246 | 0.086615 | 13510.8578 | 8639.4639 | 28.8109 | 1432.5375 | 0 | 0 | 0 | 0 | 1983.6663 | -14.9452 | -5.3227 | 2533.7732 | 17.8071 | 17.8071 | 1000 | 1.5344 | 1.3102 | 0 | 0 | 0 | 0 | 0.01 | 253377.3179 | 0 | 253377.3179 | 253377.3179 | 367213.5042 | 0 | 14068.5697 | 10438.8787 | 12008.3333 | 0 | 253685.8542 | 17.8071 | 0 | 0.0115
STOP: gross | 2465.0795 | 6622.1063 | 9602.1934 | 3383.1564 | -816.3331 | 3934.6053 | 10238.1399 | 19.0766 | 15.0084 | none to Q4'30 | 3391.6505 | 7381.6286 | 5549.3237 | 7270.2895 | 951.2908 | 233.8025 | 13419.3104 | 334.4439 | -955.6922 | 5885.8205 | 0.75032 | 10577.0407 | 5061.8226 | 14.1187 | 19.1642 | 27.4243 | 25.2243 | 26.6743 | 27.2673 | 674.6864 | 0.03 | 0.64309 | 8631.079 | 9602.1934 | 19.7392 | 0 | 2084.6201 | 541.7195 | 0 | -355.2636 | 1 | 13.2818 | 308.5364 | 308.5364 | 2084.6201 | 0 | 0 | 2254.3125 | 308.5364 | 308.5364 | 5496.8105 | 3733.6849 | 0 | 19.0766 | 147.0412 | 17281.1071 | 1.6552 | 10.4917 | 25.0142 | -8.2771 | -7.2887 | 1.0924 | 2.0408 | 5.254 | 7.8849 | 3.7199 | 4.4657 | 5.7791 | 8712.7031 | 6589.7395 | 6589.7395 | 308.5364 | 301.7195 | 1081.9108 | OK: DCF EV above asset floor | 42.7692 | 0.15599 | 0.16174 | 13510.8578 | 8639.4639 | 0 | 0 | 0 | 0 | 0 | 0 | 2643.7736 | -6.2084 | 3.0059 | 0 | 0 | 0 | 2084.6201 | 1.5536 | 1.09 | 15.0084 | 15.0084 | 15.0084 | 13.2818 | 13.2818 | 0 | 0 | 0 | 0 | 0 | 0 | 16641.1439 | 12347.7287 | 11144.3333 | 0 | 308.5364 | 0 | 0 | 15.0084
STOP: base, commitments 0% (all avoided / sublet) | 2465.0795 | 6466.0206 | 9434.3347 | 3272.3356 | -920.7035 | 3934.3982 | 9765.2328 | 29.6451 | 26.8888 | none to Q4'30 | 3283.2818 | 7378.5068 | 5421.751 | 7034.8278 | 951.2908 | 113.8204 | 13419.3104 | 331.0867 | -955.6922 | 9146.5983 | 0.75032 | 10417.7673 | 5059.2777 | 25.2949 | 34.3343 | 27.4243 | 25.2243 | 26.6743 | 27.2673 | 674.6864 | 0.03 | 0.64006 | 8631.079 | 9434.3347 | 16.6917 | 0 | 2036.482 | 541.7195 | 0 | -355.2636 | 1 | 23.7954 | 308.5364 | 308.5364 | 2036.482 | 0 | 0 | 2254.3125 | 308.5364 | 308.5364 | 5404.1437 | 0 | 0 | 29.6451 | 147.0412 | 17267.9139 | 13.4561 | 22.2927 | 36.8151 | -8.2771 | -7.2887 | 1.0924 | 2.0408 | 5.254 | 7.8849 | 3.7199 | 4.4657 | 5.7791 | 8712.7031 | 6433.6538 | 6433.6538 | 308.5364 | 301.7195 | 1081.9108 | OK: DCF EV above asset floor | 42.7692 | 0.15599 | 0.16174 | 13510.8578 | 8639.4639 | 0.072854 | 0 | 0 | 0 | 9.6606 | 10.9165 | 2643.7736 | -6.2084 | 3.0059 | 0 | 0 | 0 | 2036.482 | 1.5536 | 1.09 | 26.8888 | 26.8888 | 26.8888 | 23.7954 | 23.7954 | 0 | 0 | 0 | 0 | 0 | 9.6606 | 16548.4771 | 12278.97 | 11144.3333 | 0 | 308.5364 | 0 | 0 | 26.8888
STOP: base, commitments 100% of cut share | 2465.0795 | 6466.0206 | 9434.3347 | 3272.3356 | -920.7035 | 3934.3982 | 9765.2328 | 5.4426 | 0 | none to Q4'30 | 3283.2818 | 7378.5068 | 5421.751 | 7034.8278 | 951.2908 | 113.8204 | 13419.3104 | 331.0867 | -955.6922 | 1679.2285 | 0.75032 | 10417.7673 | 5059.2777 | 0 | 0 | 27.4243 | 25.2243 | 26.6743 | 27.2673 | 674.6864 | 0.03 | 0.64006 | 8631.079 | 9434.3347 | 16.6917 | 0 | 2036.482 | 541.7195 | 0 | -355.2636 | 1 | 0 | 308.5364 | 308.5364 | 2036.482 | 0 | 0 | 2254.3125 | 308.5364 | 308.5364 | 5404.1437 | 7467.3697 | 0 | 5.4426 | 147.0412 | 17267.9139 | 0 | 0 | 12.6126 | -8.2771 | -7.2887 | 1.0924 | 2.0408 | 5.254 | 7.8849 | 3.7199 | 4.4657 | 5.7791 | 8712.7031 | 6433.6538 | 6433.6538 | 308.5364 | 301.7195 | 1081.9108 | OK: DCF EV above asset floor | 42.7692 | 0.15599 | 0.16174 | 13510.8578 | 8639.4639 | 0.072854 | 0 | 0 | 0 | 0 | 0 | 2643.7736 | -6.2084 | 3.0059 | 0 | 0 | 0 | 2036.482 | 1.5536 | 1.09 | 0 | 0 | 0 | 0 | 0.01 | 0 | 0 | 0 | 0 | 0 | 0 | 16548.4771 | 12278.97 | 11144.3333 | 0 | 308.5364 | 0 | 0 | 0.0113
STOP: base WACC 9% | 2465.0795 | 6466.0206 | 9434.3347 | 3272.3356 | -920.7035 | 3934.3982 | 11303.8779 | 22.5308 | 18.8496 | none to Q4'30 | 3283.2818 | 7378.5068 | 5421.751 | 7034.8278 | 951.2908 | 113.8204 | 13419.3104 | 331.0867 | -955.6922 | 6951.5584 | 0.75032 | 11725.2648 | 5059.2777 | 17.7322 | 24.069 | 27.4243 | 25.2243 | 26.6743 | 27.2673 | 674.6864 | 0.03 | 0.64006 | 8631.079 | 9434.3347 | 16.6917 | 0 | 2036.482 | 541.7195 | 0 | -391.4498 | 1 | 16.681 | 308.5364 | 308.5364 | 2036.482 | 0 | 0 | 2254.3125 | 308.5364 | 308.5364 | 6158.1417 | 3733.6849 | 0 | 22.5308 | 147.0412 | 17267.9139 | 3.7986 | 12.6352 | 28.9722 | -6.4072 | -4.583 | 3.4535 | 5.2355 | 7.8742 | 11.4374 | 3.7199 | 4.4657 | 5.7791 | 8712.7031 | 6433.6538 | 6433.6538 | 308.5364 | 301.7195 | 1081.9108 | OK: DCF EV above asset floor | 42.7692 | 0.15599 | 0.16174 | 13510.8578 | 8639.4639 | 0.072854 | 0 | 0 | 0 | 0 | 0 | 2643.7736 | -4.413 | 5.2843 | 0 | 0 | 0 | 2036.482 | 1.5536 | 1.09 | 18.8496 | 18.8496 | 18.8496 | 16.681 | 16.681 | 0 | 0 | 0 | 0 | 0 | 0 | 17302.4751 | 12838.4365 | 11144.3333 | 0 | 308.5364 | 0 | 0 | 18.8496
STOP: base WACC 10% | 2465.0795 | 6466.0206 | 9434.3347 | 3272.3356 | -920.7035 | 3934.3982 | 10509.5935 | 19.9564 | 15.9405 | none to Q4'30 | 3283.2818 | 7378.5068 | 5421.751 | 7034.8278 | 951.2908 | 113.8204 | 13419.3104 | 331.0867 | -955.6922 | 6157.2741 | 0.75032 | 11048.525 | 5059.2777 | 14.9956 | 20.3545 | 27.4243 | 25.2243 | 26.6743 | 27.2673 | 674.6864 | 0.03 | 0.64006 | 8631.079 | 9434.3347 | 16.6917 | 0 | 2036.482 | 541.7195 | 0 | -372.8308 | 1 | 14.1067 | 308.5364 | 308.5364 | 2036.482 | 0 | 0 | 2254.3125 | 308.5364 | 308.5364 | 5773.8765 | 3733.6849 | 0 | 19.9564 | 147.0412 | 17267.9139 | 2.5532 | 11.3897 | 26.6895 | -7.3622 | -5.9661 | 2.2479 | 3.6029 | 6.5361 | 9.6219 | 3.7199 | 4.4657 | 5.7791 | 8712.7031 | 6433.6538 | 6433.6538 | 308.5364 | 301.7195 | 1081.9108 | OK: DCF EV above asset floor | 42.7692 | 0.15599 | 0.16174 | 13510.8578 | 8639.4639 | 0.072854 | 0 | 0 | 0 | 0 | 0 | 2643.7736 | -5.3299 | 4.121 | 0 | 0 | 0 | 2036.482 | 1.5536 | 1.09 | 15.9405 | 15.9405 | 15.9405 | 14.1067 | 14.1067 | 0 | 0 | 0 | 0 | 0 | 0 | 16918.2099 | 12553.3117 | 11144.3333 | 0 | 308.5364 | 0 | 0 | 15.9405
STOP: base + Meta backstop 150 MW | 2465.0795 | 7402.635 | 11997.5963 | 3760.4796 | -1249.8696 | 4714.2439 | 9133.7833 | 22.1981 | 18.2267 | none to Q4'30 | 2716.9578 | 15026.0993 | 6925.964 | 7948.6005 | 951.2908 | -40.0577 | 13680.4502 | 382.3519 | -955.6922 | 6848.9351 | 0.75032 | 13401.9384 | 6686.4987 | 17.1463 | 23.2737 | 27.4243 | 25.2243 | 26.6743 | 27.2673 | 674.6864 | 0.03 | 0.64299 | 8369.9391 | 11997.5963 | 16.6917 | 0 | 1000 | 691.7195 | 0 | -355.2636 | 0.51939 | 35.0068 | 338.3999 | 308.5364 | 1000 | 0 | 0 | 2254.3125 | 308.5364 | 308.5364 | 5466.8518 | 1666.2136 | 6869.6678 | 22.1981 | 147.0412 | 25329.9131 | 8.259 | 17.0955 | 31.618 | -8.2771 | -7.2887 | 1.0924 | 2.0408 | 5.254 | 7.8849 | 3.7199 | 4.4657 | 5.7791 | 8712.7031 | 7370.2682 | 7370.2682 | 338.3999 | 301.7195 | 1081.9108 | OK: DCF EV above asset floor | 42.7692 | 0.15599 | 0.16174 | 13510.8578 | 8639.4639 | 47.241 | 0 | 0 | 0 | 4.2449 | 4.7968 | 2643.7736 | -6.2084 | 3.0059 | 6869.6678 | 29.8635 | 29.8635 | 1000 | 1.5536 | 1.09 | 18.2267 | 39.5577 | 38.5019 | 16.1298 | 16.1298 | 425.8978 | 0 | 425.8978 | 425.8978 | 39.1437 | 4.2449 | 16611.1851 | 12325.4993 | 11144.3333 | 0 | 734.4342 | 29.8635 | 0 | 38.5019
STOP: base + Meta backstop 190 MW | 2465.0795 | 7652.3988 | 12681.1327 | 3890.6514 | -1337.6473 | 4922.2027 | 8965.3968 | 23.4393 | 19.6292 | none to Q4'30 | 2842.3332 | 17065.4573 | 7327.0875 | 8468.6684 | 951.2908 | -81.0919 | 13750.0875 | 396.0227 | -955.6922 | 7231.8742 | 0.75032 | 14197.7174 | 7120.4243 | 18.4656 | 25.0646 | 27.4243 | 25.2243 | 26.6743 | 27.2673 | 674.6864 | 0.03 | 0.64357 | 8300.3018 | 12681.1327 | 16.6917 | 0 | 1000 | 731.7195 | 0 | -355.2636 | 0.125 | 41.2427 | 347.5489 | 308.5364 | 1000 | 0 | 0 | 2254.3125 | 308.5364 | 308.5364 | 5479.2676 | 1114.888 | 8974.2772 | 23.4393 | 147.0412 | 27479.7796 | 10.0861 | 18.9227 | 33.4451 | -8.2771 | -7.2887 | 1.0924 | 2.0408 | 5.254 | 7.8849 | 3.7199 | 4.4657 | 5.7791 | 8712.7031 | 7620.032 | 7620.032 | 347.5489 | 301.7195 | 1081.9108 | OK: DCF EV above asset floor | 42.7692 | 0.15599 | 0.16174 | 13510.8578 | 8639.4639 | 61.0046 | 0 | 0 | 0 | 6.0721 | 6.8614 | 2643.7736 | -6.2084 | 3.0059 | 8974.2772 | 39.0126 | 39.0126 | 1000 | 1.5536 | 1.09 | 19.6292 | 46.6043 | 45.1502 | 17.371 | 17.371 | 516.6242 | 0 | 516.6242 | 516.6242 | 50.2052 | 6.0721 | 16623.6009 | 12334.7119 | 11144.3333 | 0 | 825.1606 | 39.0126 | 0 | 45.1502
BACKSTOP: base 150 MW at $16M | 2465.0795 | 9092.9539 | 20037.63 | 4840.5806 | -543.7022 | 5020.5646 | -77.818 | 0.6479 | 0 | none to Q4'30 | 1000 | 33797.1212 | 11646.5373 | 1000 | 951.2908 | -40.9814 | 17617.7171 | 26955.4595 | -955.6922 | 199.8998 | 0.75032 | 46219.7007 | 22154.8319 | 0 | 0 | 27.4243 | 25.2243 | 26.6743 | 27.2673 | 674.6864 | 0.03 | 0.65461 | 9750.4661 | 20037.63 | 16.6917 | 0 | 1000 | 812.6073 | 20079.989 | -5508.7224 | 0.12453 | 75.581 | 487.8519 | 308.5364 | 1000 | 12.2705 | 0 | 2254.3125 | 308.5364 | 308.5364 | 5731.6827 | 0 | 53589.1907 | 0.6479 | 267.929 | 111468.1778 | 17.4229 | 26.2594 | 40.7819 | -8.2771 | -7.2887 | 1.0924 | 2.0408 | 5.254 | 7.8849 | 3.7199 | 4.4657 | 5.7791 | 8712.7031 | 9060.5872 | 9060.5872 | 487.8519 | 301.7195 | 1081.9108 | FLAG: DCF EV below asset floor | 42.7692 | 0.15599 | 0.16174 | 13510.8578 | 18495.3462 | 266.7113 | 0 | 950.6973 | 12000 | 5.3247 | 6.0169 | 2643.7736 | -6.2084 | 3.0059 | 38035.066 | 165.3443 | 177.6148 | 1000 | 1.5536 | 1.09 | 0 | 85.4065 | 27.6635 | 0 | 0.01 | 4094501.6767 | 901674.8768 | 4996176.5536 | 4094501.6767 | 1193.7886 | 5.3247 | 16876.0161 | 12522.0039 | 11144.3333 | 0 | 4094810.2131 | 177.6148 | 0 | 27.6635
BACKSTOP: base 190 MW at $16M | 2465.0795 | 9332.9539 | 20110.63 | 5010.9806 | -382.9822 | 5020.6446 | 54.3412 | 1.0762 | 0 | none to Q4'30 | 1000 | 33801.9212 | 11702.0173 | 1000 | 951.2908 | 10.3876 | 17617.7171 | 26956.9195 | -955.6922 | 332.059 | 0.75032 | 46212.6416 | 22156.0638 | 0 | 0 | 27.4243 | 25.2243 | 26.6743 | 27.2673 | 674.6864 | 0.03 | 0.65458 | 9750.4661 | 20110.63 | 16.6917 | 0 | 1000 | 812.6073 | 20079.989 | -5508.7224 | 0.031274 | 75.5559 | 486.9172 | 308.5364 | 1000 | 12.2705 | 0 | 2254.3125 | 308.5364 | 308.5364 | 5752.7216 | 0 | 53374.1907 | 1.0762 | 227.929 | 111474.1178 | 17.4911 | 26.3276 | 40.8501 | -8.2771 | -7.2887 | 1.0924 | 2.0408 | 5.254 | 7.8849 | 3.7199 | 4.4657 | 5.7791 | 8712.7031 | 9300.5872 | 9300.5872 | 486.9172 | 301.7195 | 1081.9108 | FLAG: DCF EV below asset floor | 42.7692 | 0.15599 | 0.16174 | 13510.8578 | 18495.3462 | 265.2792 | 0 | 950.6973 | 12000 | 5.3929 | 6.0939 | 2643.7736 | -6.2084 | 3.0059 | 37820.066 | 164.4097 | 176.6802 | 1000 | 1.5536 | 1.09 | 0 | 85.3782 | 27.5639 | 0 | 0.01 | 4073001.6767 | 901674.8768 | 4974676.5536 | 4073001.6767 | 1195.8184 | 5.3929 | 16897.0549 | 12537.6147 | 11144.3333 | 0 | 4073310.2131 | 176.6802 | 0 | 27.564
BACKSTOP: bear 190 MW at $14.5M | 2161.0906 | 5229.3119 | 11828.9181 | 2491 | -3318.6367 | 5600.4642 | -32765.6455 | 0.01 | 0 | none to Q4'30 | 1000 | 23412.1188 | 5923.0763 | 1000 | 747.0023 | -5643.8679 | 10749.8274 | 27580.6754 | -1436.1783 | -32490.4919 | 0.75032 | 17249.6812 | 14109.9589 | 0 | 0 | 22.2728 | 20.0728 | 21.5228 | 21.8719 | 594.1494 | 0.02 | 0.57515 | 15276.2104 | 11828.9181 | 14.7366 | 0 | 1000 | 470.4468 | 12000 | -2079.0066 | 1 | 27.4953 | 682.3071 | 308.5364 | 1000 | 12.2705 | 0 | 998.76 | 308.5364 | 308.5364 | 2006.1374 | 1732.5375 | 53183.8433 | -105.3052 | -34.2316 | 88765.9649 | 9.409 | 18.2456 | 31.3869 | -13.6536 | -20.0976 | -3.5974 | -9.9393 | -0.54839 | -6.7347 | 3.3712 | 4.0471 | 5.1727 | 5354.4922 | 5199.7119 | 5199.7119 | 682.3071 | 189.4897 | 794.6073 | FLAG: DCF EV below asset floor | 42.7692 | 0.1246 | 0.086615 | 13510.8578 | 8639.4639 | 538.4164 | 1732.5375 | 1028.665 | 12000 | 1.1284 | 1.2977 | 1983.6663 | -14.9452 | -5.3227 | 51437.8729 | 361.5003 | 373.7708 | 1000 | 1.5344 | 1.3102 | 0 | 31.6196 | 0 | 0 | 0.01 | 5318384.3339 | 0 | 5318384.3339 | 5318384.3339 | 5975241.3062 | 1.1284 | 14014.4707 | 10398.7373 | 12008.3333 | 0 | 5318692.8703 | 373.7708 | 0 | 0.0115
WACC 9% BEAR | 2161.0906 | 4287.2002 | 10944.1399 | 1840.9429 | -3929.7563 | 5599.2112 | -33757.8358 | 0.01 | 0 | none to Q4'30 | 1000 | 23393.2766 | 5268.3404 | 1000 | 747.0023 | -6256.6395 | 10749.8274 | 27562.9798 | -1436.1783 | -33482.6822 | 0.75032 | 21201.334 | 14072.7442 | 0 | 0 | 22.2728 | 20.0728 | 21.5228 | 21.8719 | 594.1494 | 0.02 | 0.57267 | 15276.2104 | 10944.1399 | 14.7366 | 0 | 1000 | 470.4468 | 12000 | -2519.4653 | 1 | 27.8994 | 693.3914 | 308.5364 | 1000 | 12.2705 | 0 | 998.76 | 308.5364 | 308.5364 | 2942.9587 | 1732.5375 | 54761.0281 | -108.521 | 155.7684 | 88718.5578 | 12.4454 | 21.2819 | 36.7528 | -10.6839 | -15.3734 | 0.43706 | -4.1395 | 3.8089 | -0.57193 | 3.3712 | 4.0471 | 5.1727 | 5354.4922 | 4257.6002 | 4257.6002 | 693.3914 | 189.4897 | 794.6073 | FLAG: DCF EV below asset floor | 42.7692 | 0.1246 | 0.086615 | 13510.8578 | 8639.4639 | 554.6884 | 1732.5375 | 1028.665 | 12000 | 4.1648 | 4.7895 | 1983.6663 | -12.463 | -1.8217 | 53015.0576 | 372.5846 | 384.8551 | 1000 | 1.5344 | 1.3102 | 0 | 32.0843 | 0 | 0 | 0.01 | 5476102.8063 | 0 | 5476102.8063 | 5476102.8063 | 6042575.0901 | 4.1648 | 14951.292 | 11093.8587 | 12008.3333 | 0 | 5476411.3427 | 384.8551 | 0 | 0.0115
WACC 10% BEAR | 2161.0906 | 4287.2002 | 10944.1399 | 1840.9429 | -3929.7563 | 5599.2112 | -33972.6741 | 0.01 | 0 | none to Q4'30 | 1000 | 23393.2766 | 5268.3404 | 1000 | 747.0023 | -6256.6395 | 10749.8274 | 27562.9798 | -1436.1783 | -33697.5205 | 0.75032 | 20042.8846 | 14072.7442 | 0 | 0 | 22.2728 | 20.0728 | 21.5228 | 21.8719 | 594.1494 | 0.02 | 0.57267 | 15276.2104 | 10944.1399 | 14.7366 | 0 | 1000 | 470.4468 | 12000 | -2399.6292 | 1 | 27.5896 | 693.3914 | 308.5364 | 1000 | 12.2705 | 0 | 998.76 | 308.5364 | 308.5364 | 2605.6493 | 1732.5375 | 54761.0281 | -109.2173 | 155.7684 | 88718.5578 | 11.3521 | 20.1887 | 34.8578 | -11.4723 | -16.6323 | -0.63395 | -5.6839 | 2.6522 | -2.213 | 3.3712 | 4.0471 | 5.1727 | 5354.4922 | 4257.6002 | 4257.6002 | 693.3914 | 189.4897 | 794.6073 | FLAG: DCF EV below asset floor | 42.7692 | 0.1246 | 0.086615 | 13510.8578 | 8639.4639 | 554.6884 | 1732.5375 | 1028.665 | 12000 | 3.0715 | 3.5323 | 1983.6663 | -13.1219 | -2.7511 | 53015.0576 | 372.5846 | 384.8551 | 1000 | 1.5344 | 1.3102 | 0 | 31.728 | 0 | 0 | 0.01 | 5476102.8063 | 0 | 5476102.8063 | 5476102.8063 | 6042575.0901 | 3.0715 | 14613.9827 | 10843.5751 | 12008.3333 | 0 | 5476411.3427 | 384.8551 | 0 | 0.0115
WACC 11% BEAR | 2161.0906 | 4287.2002 | 10944.1399 | 1840.9429 | -3929.7563 | 5599.2112 | -34142.4136 | 0.01 | 0 | none to Q4'30 | 1000 | 23393.2766 | 5268.3404 | 1000 | 747.0023 | -6256.6395 | 10749.8274 | 27562.9798 | -1436.1783 | -33867.26 | 0.75032 | 18958.8366 | 14072.7442 | 0 | 0 | 22.2728 | 20.0728 | 21.5228 | 21.8719 | 594.1494 | 0.02 | 0.57267 | 15276.2104 | 10944.1399 | 14.7366 | 0 | 1000 | 470.4468 | 12000 | -2286.5627 | 1 | 27.3448 | 693.3914 | 308.5364 | 1000 | 12.2705 | 0 | 998.76 | 308.5364 | 308.5364 | 2281.1735 | 1732.5375 | 54761.0281 | -109.7675 | 155.7684 | 88718.5578 | 10.3005 | 19.137 | 33.1832 | -12.2289 | -17.8374 | -1.6619 | -7.1631 | 1.542 | -3.7847 | 3.3712 | 4.0471 | 5.1727 | 5354.4922 | 4257.6002 | 4257.6002 | 693.3914 | 189.4897 | 794.6073 | FLAG: DCF EV below asset floor | 42.7692 | 0.1246 | 0.086615 | 13510.8578 | 8639.4639 | 554.6884 | 1732.5375 | 1028.665 | 12000 | 2.0199 | 2.3228 | 1983.6663 | -13.7543 | -3.6431 | 53015.0576 | 372.5846 | 384.8551 | 1000 | 1.5344 | 1.3102 | 0 | 31.4465 | 0 | 0 | 0.01 | 5476102.8063 | 0 | 5476102.8063 | 5476102.8063 | 6042575.0901 | 2.0199 | 14289.5068 | 10602.8141 | 12008.3333 | 0 | 5476411.3427 | 384.8551 | 0 | 0.0115
D7: base OffBSWt 50% (v0.7c) | 2465.0795 | 8209.2404 | 19716.7966 | 4213.144 | -1135.4902 | 5020.2646 | -898.814 | 0.01 | 0 | none to Q4'30 | 1000 | 33779.4469 | 11402.704 | 1000 | 951.2908 | -267.5658 | 17617.7171 | 26949.0429 | -955.6922 | -10118.5962 | 0.75032 | 46166.2147 | 22149.4763 | 0 | 0 | 27.4243 | 25.2243 | 26.6743 | 27.2673 | 674.6864 | 0.03 | 0.65441 | 9750.4661 | 19716.7966 | 16.6917 | 0 | 1000 | 812.6073 | 20079.989 | -5508.7224 | 0.41448 | 55.7943 | 491.6715 | 308.5364 | 1000 | 12.2705 | 0 | 2254.3125 | 308.5364 | 308.5364 | 5631.6262 | 0 | 54467.8395 | -32.7955 | 417.929 | 111441.9072 | 17.0986 | 25.9351 | 40.4576 | -8.2771 | -7.2887 | 1.0924 | 2.0408 | 5.254 | 7.8849 | 3.7199 | 4.4657 | 5.7791 | 8712.7031 | 8176.8737 | 8176.8737 | 491.6715 | 301.7195 | 1081.9108 | FLAG: DCF EV below asset floor | 42.7692 | 0.15599 | 0.16174 | 13510.8578 | 18495.3462 | 272.5554 | 0 | 950.6973 | 12000 | 0 | 0 | 2643.7736 | -6.2084 | 3.0059 | 38913.7148 | 169.164 | 181.4345 | 1000 | 1.5536 | 1.09 | 0 | 63.0476 | 3.1241 | 0 | 0.01 | 4182366.5559 | 901674.8768 | 5084041.4327 | 4182366.5559 | 9580.0138 | 0 | 16775.9595 | 12447.762 | 11144.3333 | 0 | 4182675.0922 | 181.4345 | 0 | 3.161
D7: base T5-T9 v0.7c ramp | 2465.0795 | 7496.6146 | 19644.3262 | 3707.1797 | -1612.261 | 5019.5761 | -1390.5007 | 0.01 | 0 | none to Q4'30 | 1000 | 33765.1944 | 11347.6265 | 1000 | 951.2908 | -316.6766 | 17617.7171 | 26947.5935 | -955.6922 | -1112.7829 | 0.75032 | 46164.9436 | 22146.2417 | 0 | 0 | 27.4243 | 25.2243 | 26.6743 | 27.2673 | 674.6864 | 0.03 | 0.65441 | 9750.4661 | 19644.3262 | 16.6917 | 0 | 1000 | 812.6073 | 20079.989 | -5508.7224 | 0.52916 | 74.8607 | 494.0466 | 308.5364 | 1000 | 12.2705 | 0 | 2254.3125 | 308.5364 | 308.5364 | 5523.3472 | 0 | 55014.2003 | -3.6067 | 417.929 | 111426.2053 | 16.7476 | 25.5842 | 40.1067 | -8.2771 | -7.2887 | 1.0924 | 2.0408 | 5.254 | 7.8849 | 3.7199 | 4.4657 | 5.7791 | 8712.7031 | 7464.2479 | 7464.2479 | 494.0466 | 301.7195 | 1081.9108 | FLAG: DCF EV below asset floor | 42.7692 | 0.15599 | 0.16174 | 13510.8578 | 18495.3462 | 276.1989 | 0 | 950.6973 | 12000 | 4.6494 | 5.2539 | 1931.1479 | -6.2084 | 3.0059 | 39460.0756 | 171.5391 | 183.8096 | 1000 | 1.5536 | 1.09 | 0 | 84.5926 | 26.9608 | 0 | 0.01 | 4237002.6371 | 901674.8768 | 5138677.514 | 4237002.6371 | 1237.6533 | 4.6494 | 16667.6805 | 12367.4189 | 11144.3333 | 0 | 4237311.1735 | 183.8096 | 0 | 26.9608
D7: base spot headline | 2465.0795 | 8209.2404 | 19716.7966 | 4213.144 | -1135.4902 | 5020.2646 | -898.814 | 0.01 | 84.6597 | none to Q4'30 | 1000 | 33779.4469 | 11402.704 | 1000 | 951.2908 | -267.5658 | 17617.7171 | 26949.0429 | -955.6922 | -621.0962 | 0.75032 | 46166.2147 | 22149.4763 | 79.6411 | 108.1019 | 27.4243 | 25.2243 | 26.6743 | 27.2673 | 674.6864 | 0.03 | 0.65441 | 9750.4661 | 19716.7966 | 16.6917 | 0 | 1000 | 812.6073 | 20079.989 | -5508.7224 | 0.41448 | 74.9201 | 492.9252 | 308.5364 | 1000 | 12.2705 | 0 | 2254.3125 | 308.5364 | 308.5364 | 5631.6262 | 0 | 54467.8395 | -2.013 | 417.929 | 111441.9072 | 17.0986 | 25.9351 | 40.4576 | -8.2771 | -7.2887 | 1.0924 | 2.0408 | 5.254 | 7.8849 | 3.7199 | 4.4657 | 5.7791 | 8712.7031 | 8176.8737 | 8176.8737 | 492.9252 | 301.7195 | 1081.9108 | FLAG: DCF EV below asset floor | 42.7692 | 0.15599 | 0.16174 | 13510.8578 | 18495.3462 | 273.5837 | 0 | 950.6973 | 12000 | 88.1684 | 99.6303 | 2643.7736 | -6.2084 | 3.0059 | 38810.9023 | 168.717 | 182.6882 | 1000 | 1.5536 | 1.09 | 0 | 84.6597 | 27.1259 | 0 | 0.01 | 182.6882 | 38.0213 | 220.7095 | 4182366.5559 | 1225.9636 | 5.0004 | 16775.9595 | 12447.762 | 11144.3333 | 102.8125 | 4182675.0922 | 182.6882 | 0 | 27.1259
D7: base path headline | 2465.0795 | 8209.2404 | 19716.7966 | 4213.144 | -1135.4902 | 5020.2646 | -898.814 | 0.01 | 27.1259 | none to Q4'30 | 1000 | 33779.4469 | 11402.704 | 1000 | 951.2908 | -267.5658 | 17617.7171 | 26949.0429 | -955.6922 | -621.0962 | 0.75032 | 46166.2147 | 22149.4763 | 25.5179 | 34.6371 | 27.4243 | 25.2243 | 26.6743 | 27.2673 | 674.6864 | 0.03 | 0.65441 | 9750.4661 | 19716.7966 | 16.6917 | 0 | 1000 | 812.6073 | 20079.989 | -5508.7224 | 0.41448 | 75.1111 | 491.6715 | 308.5364 | 1000 | 12.2705 | 0 | 2254.3125 | 308.5364 | 308.5364 | 5631.6262 | 0 | 54467.8395 | -2.013 | 417.929 | 111441.9072 | 17.0986 | 25.9351 | 40.4576 | -8.2771 | -7.2887 | 1.0924 | 2.0408 | 5.254 | 7.8849 | 3.7199 | 4.4657 | 5.7791 | 8712.7031 | 8176.8737 | 8176.8737 | 491.6715 | 301.7195 | 1081.9108 | FLAG: DCF EV below asset floor | 42.7692 | 0.15599 | 0.16174 | 13510.8578 | 18495.3462 | 272.5554 | 0 | 950.6973 | 12000 | 88.3932 | 99.8843 | 2643.7736 | -6.2084 | 3.0059 | 38913.7148 | 169.164 | 181.4345 | 1000 | 1.5536 | 1.09 | 0 | 84.8755 | 27.1259 | 0 | 0.01 | 1225.9636 | 38.0213 | 1263.9849 | 4182366.5559 | 1225.9636 | 5.0004 | 16775.9595 | 12447.762 | 11144.3333 | 0 | 4182675.0922 | 181.4345 | 0 | 27.1259
D7: bull spot headline | 2822.9539 | 13514.6499 | 28701.9255 | 7841.1009 | 2018.4216 | 5282.0933 | 125480.8595 | 365.8161 | 366.9687 | none to Q4'30 | 1000 | 37641.1606 | 18116.2303 | 1000 | 1212.1769 | 6323.5822 | 23963.3261 | 22480.1453 | -533.4734 | 137784.2578 | 0.75032 | 155548.9659 | 23092.6812 | 346.7528 | 460.3255 | 43.0417 | 40.8417 | 42.2917 | 46.9633 | 785.6562 | 0.035 | 0.70216 | 3640.143 | 28701.9255 | 19.0922 | 0 | 1000 | 1071.7478 | 26532.1624 | -8420.5494 | 0 | 327.6506 | 488.1972 | 376.649 | 1000 | 12.2705 | 0 | 3694.865 | 376.649 | 339.7155 | 8424.2506 | 0 | 37912.9573 | 402.7836 | 677.0695 | 116510.5514 | 33.4028 | 41.7499 | 56.5371 | -6.8655 | -0.51047 | 2.2479 | 8.6029 | 6.5361 | 15.7885 | 4.1849 | 5.0239 | 7.1347 | 12077.6392 | 13480.8204 | 13480.8204 | 488.1972 | 413.9493 | 1369.2143 | OK: DCF EV above asset floor | 42.7692 | 0.15599 | 0.21385 | 0 | 9949.848 | 161.5567 | 0 | 872.7296 | 12000 | 81.1099 | 90.8431 | 3188.6983 | -0.37946 | 9.7465 | 26153.8327 | 110.2839 | 135.6515 | 1000 | 1.7049 | 0.9052 | 400.511 | 366.9687 | 396.6099 | 357.5991 | 357.5991 | 135.6515 | 38.0213 | 173.6728 | 94.7656 | 100.8077 | 28.9523 | 18843.2506 | 13981.692 | 10419 | -3795 | 447.3113 | 135.6515 | 0 | 396.6099
D7: bear spot headline | 2161.0906 | 4287.2002 | 10944.1399 | 1840.9429 | -3929.7563 | 5599.2112 | -34363.024 | 0.01 | 31.0806 | none to Q4'30 | 1000 | 23393.2766 | 5268.3404 | 1000 | 747.0023 | -6256.6395 | 10749.8274 | 27562.9798 | -1436.1783 | -34087.8704 | 0.75032 | 16992.5164 | 14072.7442 | 28.9828 | 41.1041 | 22.2728 | 20.0728 | 21.5228 | 21.8719 | 594.1494 | 0.02 | 0.57267 | 15276.2104 | 10944.1399 | 14.7366 | 0 | 1000 | 470.4468 | 12000 | -2079.0066 | 1 | 27.0266 | 693.3914 | 308.5364 | 1000 | 12.2705 | 0 | 998.76 | 308.5364 | 308.5364 | 1668.246 | 1732.5375 | 54761.0281 | -110.4825 | 155.7684 | 88718.5578 | 8.3139 | 17.1505 | 30.2918 | -13.6536 | -20.0976 | -3.5974 | -9.9393 | -0.54839 | -6.7347 | 3.3712 | 4.0471 | 5.1727 | 5354.4922 | 4257.6002 | 4257.6002 | 693.3914 | 189.4897 | 794.6073 | FLAG: DCF EV below asset floor | 42.7692 | 0.1246 | 0.086615 | 13510.8578 | 8639.4639 | 554.6884 | 1732.5375 | 1028.665 | 12000 | 78.9324 | 90.7722 | 1983.6663 | -14.9452 | -5.3227 | 53015.0576 | 372.5846 | 384.8551 | 1000 | 1.5344 | 1.3102 | 0 | 31.0806 | 0 | 0 | 0.01 | 384.8551 | 0 | 384.8551 | 5476102.8063 | 6042575.0901 | 0.033299 | 13676.5793 | 10148.0219 | 12008.3333 | 0 | 5476411.3427 | 384.8551 | 0 | 0.0115
FLOOR: base pre-tax DCF (TaxRate 0) | 2465.0795 | 8209.2404 | 19716.7966 | 4213.144 | -1135.4902 | 5020.2646 | 6207.6195 | 21.0197 | 7.4133 | none to Q4'30 | 1000 | 33779.4469 | 11402.704 | 1000 | 951.2908 | -267.5658 | 17617.7171 | 26949.0429 | -955.6922 | 6485.3373 | 0.75032 | 52237.3948 | 22149.4763 | 6.9739 | 9.4661 | 27.4243 | 25.2243 | 26.6743 | 27.2673 | 674.6864 | 0.03 | 0.65441 | 9750.4661 | 19716.7966 | 16.6917 | 0 | 1000 | 812.6073 | 20079.989 | -5508.7224 | 0.41448 | 89.3503 | 491.5951 | 308.5364 | 1000 | 12.2705 | 0 | 2254.3125 | 308.5364 | 308.5364 | 5631.6262 | 0 | 54450.2573 | 21.0197 | 417.929 | 111441.9072 | 17.0986 | 25.9351 | 40.4576 | -7.3194 | -4.6885 | 5.254 | 7.8849 | 5.254 | 7.8849 | 3.7199 | 4.4657 | 5.7791 | 8712.7031 | 8176.8737 | 8176.8737 | 491.5951 | 301.7195 | 1081.9108 | OK: DCF EV above asset floor | 42.7692 | 0.15599 | 0.16174 | 13510.8578 | 18495.3462 | 272.4402 | 0 | 950.6973 | 12000 | 4.6936 | 5.3038 | 2643.7736 | -4.8857 | 7.5325 | 38896.1326 | 169.0875 | 181.358 | 1000 | 1.5536 | 1.09 | 7.4133 | 100.9659 | 47.0593 | 6.5605 | 6.5605 | 6372.441 | 1374.41 | 7746.851 | 6372.441 | 743.927 | 4.6936 | 16775.9595 | 16775.9595 | 11144.3333 | 0 | 6680.9773 | 181.358 | 0 | 47.0593
FLOOR: base GB300 new deals $18M | 2465.0795 | 8490.6965 | 20346.7357 | 4412.9778 | -947.1517 | 5020.5016 | 743.6525 | 3.3104 | 0 | none to Q4'30 | 1000 | 33785.076 | 11881.4576 | 1000 | 951.2908 | 183.9311 | 17617.7171 | 26961.6417 | -955.6922 | 1021.3703 | 0.75032 | 46769.5609 | 22158.0311 | 0 | 0 | 27.4243 | 25.2243 | 26.6743 | 24.2376 | 674.6864 | 0.03 | 0.6568 | 9750.4661 | 20346.7357 | 18.5918 | 0 | 1000 | 812.6073 | 20079.989 | -5508.7224 | 0.37771 | 77.2638 | 487.1847 | 308.5364 | 1000 | 12.2705 | 0 | 2254.3125 | 308.5364 | 308.5364 | 5743.1455 | 0 | 53435.718 | 3.3104 | 417.929 | 111486.6173 | 17.46 | 26.2966 | 40.8191 | -8.2771 | -7.2887 | 1.0924 | 2.0408 | 5.254 | 7.8849 | 4.1849 | 5.0239 | 5.7791 | 8712.7031 | 8458.3297 | 8458.3297 | 487.1847 | 301.7195 | 1081.9108 | FLAG: DCF EV below asset floor | 42.7692 | 0.15599 | 0.16174 | 13510.8578 | 18495.3462 | 265.749 | 0 | 950.6973 | 12000 | 5.6905 | 6.4302 | 2643.7736 | -1.8755 | 8.4907 | 37881.5933 | 164.6772 | 176.9477 | 1000 | 1.3809 | 1.09 | 0 | 87.3081 | 31.0378 | 0 | 0.01 | 4079154.4045 | 901674.8768 | 4980829.2813 | 4079154.4045 | 1058.4717 | 5.6905 | 16887.4788 | 12530.5093 | 11144.3333 | 0 | 4079462.9408 | 176.9477 | 0 | 31.0378
FLOOR: base GB300 new deals $20M | 2465.0795 | 8772.1525 | 20976.6747 | 4612.8116 | -758.8131 | 5020.7386 | 2376.8633 | 8.6038 | 0 | none to Q4'30 | 1000 | 33790.7052 | 12360.2113 | 1000 | 951.2908 | 635.4279 | 17617.7171 | 26974.2404 | -955.6922 | 2654.5811 | 0.75032 | 47372.9071 | 22166.586 | 0 | 0 | 27.4243 | 25.2243 | 26.6743 | 21.8139 | 674.6864 | 0.03 | 0.65913 | 9750.4661 | 20976.6747 | 20.4917 | 0 | 1000 | 812.6073 | 20079.989 | -5508.7224 | 0.34692 | 79.2424 | 482.7464 | 308.5364 | 1000 | 12.2705 | 0 | 2254.3125 | 308.5364 | 308.5364 | 5848.7373 | 0 | 52414.7586 | 8.6038 | 417.929 | 111531.3274 | 17.8023 | 26.6388 | 41.1613 | -8.2771 | -7.2887 | 1.0924 | 2.0408 | 5.254 | 7.8849 | 4.6499 | 5.5822 | 5.7791 | 8712.7031 | 8739.7858 | 8739.7858 | 482.7464 | 301.7195 | 1081.9108 | FLAG: DCF EV below asset floor | 42.7692 | 0.15599 | 0.16174 | 13510.8578 | 18495.3462 | 259.0156 | 0 | 950.6973 | 12000 | 6.0327 | 6.8169 | 2643.7736 | 2.4575 | 13.9754 | 36860.634 | 160.2389 | 172.5094 | 1000 | 1.2428 | 1.09 | 0 | 89.5439 | 34.7531 | 0 | 0.01 | 3977058.4717 | 901674.8768 | 4878733.3485 | 3977058.4717 | 932.2413 | 6.0327 | 16993.0706 | 12608.8584 | 11144.3333 | 0 | 3977367.008 | 172.5094 | 0 | 34.7531
GPU life 4 yrs (all vintages) | 2465.0795 | 8209.2404 | 19716.7966 | 4213.144 | -2272.6841 | 6157.4585 | -12667.0586 | 0.01 | 0 | none to Q4'30 | 1000 | 33921.8469 | 11402.704 | 1000 | 951.2908 | -2714.3544 | 17617.7171 | 27452.6429 | -1219.3302 | -12389.3408 | 0.75032 | 42615.6141 | 27883.5044 | 0 | 0 | 27.4243 | 25.2243 | 26.6743 | 27.2673 | 674.6864 | 0.03 | 0.65441 | 9750.4661 | 19716.7966 | 16.6917 | 0 | 1000 | 812.6073 | 20079.989 | -5508.7224 | 0.41448 | 56.298 | 506.7116 | 308.5364 | 1000 | 12.2705 | 0 | 2254.3125 | 308.5364 | 308.5364 | 5631.6262 | 0 | 57927.5977 | -40.1552 | 417.929 | 126511.664 | 17.0986 | 25.9351 | 40.4576 | -8.2771 | -7.2887 | 1.0924 | 2.0408 | 5.254 | 7.8849 | 3.7199 | 4.4657 | 5.7791 | 8712.7031 | 8176.8737 | 8176.8737 | 506.7116 | 301.7195 | 1081.9108 | FLAG: DCF EV below asset floor | 42.7692 | 0.15599 | 0.16174 | 13510.8578 | 18495.3462 | 298.9399 | 0 | 950.6973 | 12000 | 4.6936 | 5.3038 | 2643.7736 | -6.2084 | 3.0059 | 42373.473 | 184.2041 | 196.4746 | 1000 | 1.5536 | 1.09 | 0 | 63.6167 | 0.96412 | 0 | 0.01 | 4528342.3755 | 901674.8768 | 5430017.2523 | 4528342.3755 | 33016.2618 | 4.6936 | 16775.9595 | 12447.762 | 11144.3333 | 0 | 4528650.9118 | 196.4746 | 0 | 1.0053
GPU life 5 yrs | 2465.0795 | 8209.2404 | 19716.7966 | 4213.144 | -1135.4902 | 5020.2646 | -898.814 | 0.01 | 0 | none to Q4'30 | 1000 | 33779.4469 | 11402.704 | 1000 | 951.2908 | -267.5658 | 17617.7171 | 26949.0429 | -955.6922 | -621.0962 | 0.75032 | 46166.2147 | 22149.4763 | 0 | 0 | 27.4243 | 25.2243 | 26.6743 | 27.2673 | 674.6864 | 0.03 | 0.65441 | 9750.4661 | 19716.7966 | 16.6917 | 0 | 1000 | 812.6073 | 20079.989 | -5508.7224 | 0.41448 | 75.1111 | 491.6715 | 308.5364 | 1000 | 12.2705 | 0 | 2254.3125 | 308.5364 | 308.5364 | 5631.6262 | 0 | 54467.8395 | -2.013 | 417.929 | 111441.9072 | 17.0986 | 25.9351 | 40.4576 | -8.2771 | -7.2887 | 1.0924 | 2.0408 | 5.254 | 7.8849 | 3.7199 | 4.4657 | 5.7791 | 8712.7031 | 8176.8737 | 8176.8737 | 491.6715 | 301.7195 | 1081.9108 | FLAG: DCF EV below asset floor | 42.7692 | 0.15599 | 0.16174 | 13510.8578 | 18495.3462 | 272.5554 | 0 | 950.6973 | 12000 | 5.0004 | 5.6504 | 2643.7736 | -6.2084 | 3.0059 | 38913.7148 | 169.164 | 181.4345 | 1000 | 1.5536 | 1.09 | 0 | 84.8755 | 27.1259 | 0 | 0.01 | 4182366.5559 | 901674.8768 | 5084041.4327 | 4182366.5559 | 1225.9636 | 5.0004 | 16775.9595 | 12447.762 | 11144.3333 | 0 | 4182675.0922 | 181.4345 | 0 | 27.1259
GPU life 6 yrs | 2465.0795 | 8209.2404 | 19716.7966 | 4213.144 | -377.3609 | 4262.1353 | 10533.9695 | 35.0419 | 24.6037 | none to Q4'30 | 1000 | 33779.4469 | 11402.704 | 1000 | 951.2908 | 1363.6266 | 17617.7171 | 26806.6429 | -779.9335 | 10811.6873 | 0.75032 | 56955.5131 | 19124.4495 | 23.1453 | 31.4165 | 27.4243 | 25.2243 | 26.6743 | 27.2673 | 674.6864 | 0.03 | 0.65441 | 9750.4661 | 19716.7966 | 16.6917 | 0 | 1000 | 812.6073 | 20079.989 | -5508.7224 | 0.41448 | 98.8602 | 491.4524 | 308.5364 | 1000 | 12.2705 | 0 | 2254.3125 | 308.5364 | 308.5364 | 5631.6262 | 0 | 54417.4371 | 35.0419 | 417.929 | 108189.0272 | 17.0986 | 25.9351 | 40.4576 | -8.2771 | -7.2887 | 1.0924 | 2.0408 | 5.254 | 7.8849 | 3.7199 | 4.4657 | 5.7791 | 8712.7031 | 8176.8737 | 8176.8737 | 491.4524 | 301.7195 | 1081.9108 | OK: DCF EV above asset floor | 42.7692 | 0.15599 | 0.16174 | 13510.8578 | 18495.3462 | 272.224 | 0 | 950.6973 | 12000 | 5.8842 | 6.6491 | 2643.7736 | -6.2084 | 3.0059 | 38863.3124 | 168.9448 | 181.2154 | 1000 | 1.5536 | 1.09 | 24.6037 | 111.712 | 60.9748 | 21.7732 | 21.7732 | 1918.5611 | 414.121 | 2332.6821 | 1918.5611 | 590.1538 | 5.8842 | 16775.9595 | 12447.762 | 11144.3333 | 0 | 2227.0975 | 181.2154 | 0 | 60.9748
Base w/ mgmt connected guide MW (MWSel=3) | 4717.1735 | 19284.0882 | 35125.8462 | 10382.0495 | 1072.9154 | 8537.7706 | 23077.3177 | 37.4811 | 40.3451 | none to Q4'30 | 1000 | 44900.9272 | 21049.8641 | 1000 | 1891.4029 | 2965.9092 | 34553.7236 | 48753.7032 | -106.1636 | 11564.2759 | 0.75032 | 89340.7955 | 38684.829 | 37.9535 | 51.5166 | 27.4243 | 25.2243 | 26.6743 | 27.2673 | 1174.4126 | 0.03 | 0.66351 | 1000 | 35125.8462 | 16.6917 | 0 | 1000 | 1575 | 28078.6284 | -9412.7592 | 0 | 132.5548 | 617.2339 | 308.5364 | 1000 | 12.2705 | 0 | 2254.3125 | 308.5364 | 308.5364 | 6061.9478 | 2256.4964 | 83351.6522 | 37.4811 | 1180.3217 | 197924.6854 | 0 | 0 | 3.6372 | -8.2771 | -7.2887 | 1.0924 | 2.0408 | 5.254 | 7.8849 | 3.7199 | 4.4657 | 5.7791 | 8712.7031 | 19251.7215 | 19251.7215 | 617.2339 | 301.7195 | 1081.9108 | OK: DCF EV above asset floor | 42.7692 | 0.15599 | 0.16174 | 13510.8578 | 18495.3462 | 476.0188 | 0 | 950.6973 | 12000 | 0 | 0 | 2643.7736 | -6.2084 | 3.0059 | 71240.5204 | 309.6936 | 306.9969 | 1000 | 1.5536 | 1.09 | 40.3451 | 149.7869 | 106.4956 | 35.7036 | 35.7036 | 1980.4007 | 252.5444 | 2232.9451 | 1980.4007 | 557.907 | 0 | 17206.2811 | 12767.0606 | 11144.3333 | 0 | 2288.9371 | 306.9969 | 0 | 106.4956
STRESS: energized->billing lag 2 qtrs | 2455.8621 | 6911.0703 | 17325.2747 | 3729.9779 | -629.939 | 4083.4742 | -5519.5971 | 0.01 | 0 | none to Q4'30 | 1000 | 34242.8677 | 10041.3332 | 1000 | 964.5426 | -610.8339 | 12911.3668 | 28583.1493 | -942.0752 | -3195.6822 | 0.75032 | 46176.3591 | 22378.2688 | 0 | 0 | 27.4243 | 25.2243 | 26.6743 | 27.2673 | 678.1013 | 0.03 | 0.6535 | 14487.9723 | 17325.2747 | 16.6917 | 0 | 1000 | 629.5368 | 20954.9409 | -6110.6263 | 0.67033 | 70.6426 | 494.0401 | 308.5364 | 1000 | 12.2705 | 0 | 2254.3125 | 308.5364 | 308.5364 | 5812.3639 | 0 | 55012.7052 | -10.3576 | 234.8585 | 112619.5698 | 24.3163 | 33.1529 | 47.6753 | -8.2771 | -7.2887 | 1.0924 | 2.0408 | 5.254 | 7.8849 | 3.7199 | 4.4657 | 5.7791 | 8712.7031 | 6878.7036 | 6878.7036 | 494.0401 | 301.7195 | 1081.9108 | FLAG: DCF EV below asset floor | 42.7692 | 0.15599 | 0.16174 | 13510.8578 | 18495.3462 | 276.8368 | 0 | 1086.265 | 12000 | 12.2181 | 13.8065 | 2643.7736 | -6.2084 | 3.0059 | 39458.5806 | 171.5326 | 183.8031 | 1000 | 1.5536 | 1.09 | 0 | 79.8261 | 15.5589 | 0 | 0.01 | 4236853.1334 | 901674.8768 | 5138528.0103 | 4236853.1334 | 2219.3511 | 12.2181 | 16956.6973 | 12581.8694 | 11144.3333 | 0 | 4237161.6698 | 183.8031 | 0 | 15.5608
Capex = consensus (CapexMode=1) | 2465.0795 | 8209.2404 | 19716.7966 | 4213.144 | -693.6072 | 4578.3815 | 2550.2572 | 9.1658 | 0 | none to Q4'30 | 1000 | 29100 | 11402.704 | 1000 | 951.2908 | 668.3236 | 17617.7171 | 26949.0429 | -955.6922 | 2827.975 | 0.75032 | 45787.4068 | 21443.9545 | 0 | 0 | 27.4243 | 25.2243 | 26.6743 | 27.2673 | 674.6864 | 0.03 | 0.65441 | 9750.4661 | 19716.7966 | 16.6917 | 0 | 1000 | 812.6073 | 20079.989 | -5508.7224 | 0.41448 | 76.0435 | 471.3705 | 308.5364 | 1000 | 12.2705 | 0 | 2254.3125 | 308.5364 | 308.5364 | 5631.6262 | 0 | 49797.8976 | 9.1658 | 417.929 | 106762.4603 | 17.0986 | 25.9351 | 40.4576 | -8.2771 | -7.2887 | 1.0924 | 2.0408 | 5.254 | 7.8849 | 3.7199 | 4.4657 | 5.7791 | 8712.7031 | 8176.8737 | 8176.8737 | 471.3705 | 301.7195 | 1081.9108 | FLAG: DCF EV below asset floor | 42.7692 | 0.15599 | 0.16174 | 13510.8578 | 18495.3462 | 241.3978 | 0 | 950.6973 | 12000 | 5.4398 | 6.1469 | 2643.7736 | -6.2084 | 3.0059 | 34243.773 | 148.863 | 161.1335 | 1000 | 1.5536 | 1.09 | 0 | 85.9292 | 26.7479 | 0 | 0.01 | 3715372.3734 | 901674.8768 | 4617047.2502 | 3715372.3734 | 1201.7966 | 5.4398 | 16775.9595 | 12447.762 | 11144.3333 | 0 | 3715680.9097 | 161.1335 | 0 | 26.7481
Price-cycle leg, BULL cut 6.25% (base MW path, 50% renewal FY27) | 2465.0795 | 8433.7921 | 19849.6356 | 4372.5757 | -985.272 | 5020.496 | -498.9732 | 0.01 | 0 | none to Q4'30 | 1000 | 33783.938 | 11503.6616 | 1000 | 951.2908 | -173.0227 | 17617.7171 | 26951.6997 | -955.6922 | -221.2554 | 0.75032 | 46262.2244 | 22151.7589 | 0 | 0 | 27.4243 | 25.2243 | 26.6743 | 27.2673 | 674.6864 | 0.03 | 0.6548 | 9750.4661 | 19849.6356 | 16.993 | 0 | 1000 | 812.6073 | 20079.989 | -5508.7224 | 0.39002 | 75.5523 | 490.2664 | 308.5364 | 1000 | 12.2705 | 0 | 2254.3125 | 308.5364 | 308.5364 | 5678.5665 | 0 | 54144.6117 | -0.71711 | 417.929 | 111453.4922 | 17.2507 | 26.0873 | 40.6097 | -8.2771 | -7.2887 | 1.0924 | 2.0408 | 5.254 | 7.8849 | 3.7199 | 4.4657 | 5.7791 | 8712.7031 | 8401.4254 | 8401.4254 | 490.2664 | 301.7195 | 1081.9108 | FLAG: DCF EV below asset floor | 42.7692 | 0.15599 | 0.16174 | 13510.8578 | 18495.3462 | 270.4146 | 0 | 950.6973 | 12000 | 5.2633 | 5.9475 | 2643.7736 | -6.2084 | 3.0059 | 38590.487 | 167.7588 | 180.0293 | 1000 | 1.5536 | 1.09 | 0 | 85.3741 | 27.8731 | 0 | 0.01 | 4150043.7763 | 901674.8768 | 5051718.6532 | 4150043.7763 | 1189.3197 | 5.2633 | 16822.8998 | 12482.5917 | 11144.3333 | 0 | 4150352.3127 | 180.0293 | 0 | 27.8731
Price-cycle leg, BASE cut 22% (base MW path, 50% renewal FY27) | 2465.0795 | 8209.2404 | 19716.7966 | 4213.144 | -1135.4902 | 5020.2646 | -898.814 | 0.01 | 0 | none to Q4'30 | 1000 | 33779.4469 | 11402.704 | 1000 | 951.2908 | -267.5658 | 17617.7171 | 26949.0429 | -955.6922 | -621.0962 | 0.75032 | 46166.2147 | 22149.4763 | 0 | 0 | 27.4243 | 25.2243 | 26.6743 | 27.2673 | 674.6864 | 0.03 | 0.65441 | 9750.4661 | 19716.7966 | 16.6917 | 0 | 1000 | 812.6073 | 20079.989 | -5508.7224 | 0.41448 | 75.1111 | 491.6715 | 308.5364 | 1000 | 12.2705 | 0 | 2254.3125 | 308.5364 | 308.5364 | 5631.6262 | 0 | 54467.8395 | -2.013 | 417.929 | 111441.9072 | 17.0986 | 25.9351 | 40.4576 | -8.2771 | -7.2887 | 1.0924 | 2.0408 | 5.254 | 7.8849 | 3.7199 | 4.4657 | 5.7791 | 8712.7031 | 8176.8737 | 8176.8737 | 491.6715 | 301.7195 | 1081.9108 | FLAG: DCF EV below asset floor | 42.7692 | 0.15599 | 0.16174 | 13510.8578 | 18495.3462 | 272.5554 | 0 | 950.6973 | 12000 | 5.0004 | 5.6504 | 2643.7736 | -6.2084 | 3.0059 | 38913.7148 | 169.164 | 181.4345 | 1000 | 1.5536 | 1.09 | 0 | 84.8755 | 27.1259 | 0 | 0.01 | 4182366.5559 | 901674.8768 | 5084041.4327 | 4182366.5559 | 1225.9636 | 5.0004 | 16775.9595 | 12447.762 | 11144.3333 | 0 | 4182675.0922 | 181.4345 | 0 | 27.1259
Price-cycle leg, BEAR cut 31% (base MW path, 50% renewal FY27) | 2465.0795 | 8080.9251 | 19640.8887 | 4122.0401 | -1221.3292 | 5020.1324 | -1129.9843 | 0.01 | 0 | none to Q4'30 | 1000 | 33776.8806 | 11345.0139 | 1000 | 951.2908 | -321.5904 | 17617.7171 | 26947.5247 | -955.6922 | -852.2665 | 0.75032 | 46111.352 | 22148.1719 | 0 | 0 | 27.4243 | 25.2243 | 26.6743 | 27.2673 | 674.6864 | 0.03 | 0.65418 | 9750.4661 | 19640.8887 | 16.5196 | 0 | 1000 | 812.6073 | 20079.989 | -5508.7224 | 0.42846 | 74.8943 | 492.4744 | 308.5364 | 1000 | 12.2705 | 0 | 2254.3125 | 308.5364 | 308.5364 | 5603.9404 | 0 | 54652.5411 | -2.7623 | 417.929 | 111435.2871 | 17.0088 | 25.8454 | 40.3679 | -8.2771 | -7.2887 | 1.0924 | 2.0408 | 5.254 | 7.8849 | 3.7199 | 4.4657 | 5.7791 | 8712.7031 | 8048.5584 | 8048.5584 | 492.4744 | 301.7195 | 1081.9108 | FLAG: DCF EV below asset floor | 42.7692 | 0.15599 | 0.16174 | 13510.8578 | 18495.3462 | 273.7787 | 0 | 950.6973 | 12000 | 4.9106 | 5.549 | 2643.7736 | -6.2084 | 3.0059 | 39098.4164 | 169.9669 | 182.2374 | 1000 | 1.5536 | 1.09 | 0 | 84.6305 | 26.7488 | 0 | 0.01 | 4200836.7156 | 901674.8768 | 5102511.5925 | 4200836.7156 | 1245.6329 | 4.9106 | 16748.2737 | 12427.2191 | 11144.3333 | 0 | 4201145.252 | 182.2374 | 0 | 26.7489
Base w/ PISLag = 0 (dep at energization) | 2465.0795 | 8209.2404 | 19716.7966 | 4213.144 | -2737.8723 | 6622.6466 | -609.1863 | 0.01 | 0 | none to Q4'30 | 1000 | 33779.4469 | 11402.704 | 1000 | 951.2908 | -1563.3787 | 17617.7171 | 26949.0429 | -1124.3913 | -331.4685 | 0.75032 | 46183.3204 | 22193.0058 | 0 | 0 | 27.4243 | 25.2243 | 26.6743 | 27.2673 | 674.6864 | 0.03 | 0.65441 | 9750.4661 | 19716.7966 | 16.6917 | 0 | 1000 | 812.6073 | 20079.989 | -5508.7224 | 0.41448 | 75.7002 | 491.6715 | 308.5364 | 1000 | 12.2705 | 0 | 2254.3125 | 308.5364 | 308.5364 | 5631.6262 | 0 | 54467.8395 | -1.0743 | 417.929 | 111441.9072 | 17.0986 | 25.9351 | 40.4576 | -8.2771 | -7.2887 | 1.0924 | 2.0408 | 5.254 | 7.8849 | 3.7199 | 4.4657 | 5.7791 | 8712.7031 | 8176.8737 | 8176.8737 | 491.6715 | 301.7195 | 1081.9108 | FLAG: DCF EV below asset floor | 42.7692 | 0.15599 | 0.16174 | 13510.8578 | 18495.3462 | 272.5554 | 0 | 950.6973 | 12000 | 5.0004 | 5.6504 | 2643.7736 | -6.2084 | 3.0059 | 38913.7148 | 169.164 | 181.4345 | 1000 | 1.5536 | 1.09 | 0 | 85.5412 | 27.9261 | 0 | 0.01 | 4182366.5559 | 901674.8768 | 5084041.4327 | 4182366.5559 | 1193.713 | 5.0004 | 16775.9595 | 12447.762 | 11144.3333 | 0 | 4182675.0922 | 181.4345 | 0 | 27.9261
Base w/ Microsoft = 24% customer | 2465.0795 | 8209.2404 | 19716.7966 | 4213.144 | -1135.4902 | 5020.2646 | -898.814 | 0.01 | 0 | none to Q4'30 | 1000 | 33779.4469 | 11402.704 | 1000 | 951.2908 | -267.5658 | 17617.7171 | 26949.0429 | -955.6922 | -621.0962 | 0.75032 | 46166.2147 | 22149.4763 | 0 | 0 | 27.4243 | 25.2243 | 26.6743 | 27.2673 | 674.6864 | 0.03 | 0.65441 | 9750.4661 | 19716.7966 | 16.6917 | 0 | 1000 | 812.6073 | 20079.989 | -5508.7224 | 0.41448 | 75.1111 | 491.6715 | 308.5364 | 1000 | 12.2705 | 0 | 2254.3125 | 308.5364 | 308.5364 | 5631.6262 | 0 | 54467.8395 | -2.013 | 417.929 | 111441.9072 | 17.0986 | 25.9351 | 40.4576 | -8.2771 | -7.2887 | 1.0924 | 2.0408 | 5.254 | 7.8849 | 3.7199 | 4.4657 | 5.7791 | 8712.7031 | 8176.8737 | 8176.8737 | 491.6715 | 301.7195 | 1081.9108 | FLAG: DCF EV below asset floor | 42.7692 | 0.15599 | 0.16174 | 13510.8578 | 18495.3462 | 272.5554 | 0 | 950.6973 | 12000 | 5.0004 | 5.6504 | 2643.7736 | -6.2084 | 3.0059 | 38913.7148 | 169.164 | 181.4345 | 1000 | 1.5536 | 1.09 | 0 | 84.8755 | 27.1259 | 0 | 0.01 | 4182366.5559 | 901674.8768 | 5084041.4327 | 4182366.5559 | 1225.9636 | 5.0004 | 16775.9595 | 12447.762 | 11144.3333 | 0 | 4182675.0922 | 181.4345 | 0 | 27.1259
Capex method 1 (GPUs x $/GPU) | 2465.0795 | 8209.2404 | 19716.7966 | 4213.144 | -548.9482 | 4433.7226 | 33922.8087 | 111.9474 | 111.8485 | none to Q4'30 | 6315.414 | 24783.8523 | 11402.704 | 1891.5553 | 951.2908 | 1722.5191 | 15947.4386 | 19845.8407 | -955.6922 | 34920.6114 | 0.75032 | 61774.5797 | 18216.4621 | 105.2183 | 142.8194 | 27.4243 | 25.2243 | 26.6743 | 27.2673 | 674.6864 | 0.03 | 0.65441 | 11425.4536 | 19716.7966 | 16.6917 | 0 | 1000 | 812.6073 | 18256.4062 | -4779.819 | 0.41448 | 125.632 | 390.7295 | 311.9377 | 6315.414 | 12.2705 | 0 | 2254.3125 | 311.9377 | 310.3128 | 5631.6262 | 0 | 30856.386 | 112.5919 | 417.929 | 85568.0194 | 18.8429 | 27.6794 | 42.2019 | -8.2771 | -7.2887 | 1.0924 | 2.0408 | 5.254 | 7.8849 | 3.7199 | 4.4657 | 5.7791 | 8712.7031 | 8176.8737 | 8176.8737 | 390.7295 | 301.7195 | 1081.9108 | OK: DCF EV above asset floor | 42.7692 | 0.15599 | 0.16174 | 13328.9508 | 18495.3462 | 114.8652 | 0 | 950.6973 | 12000 | 7.7396 | 8.7457 | 2643.7736 | -6.2084 | 3.0059 | 15302.2613 | 66.5213 | 80.4925 | 1000 | 1.5536 | 1.09 | 111.8485 | 141.9641 | 122.1355 | 98.981 | 98.981 | 185.6977 | 91.0957 | 276.7935 | 185.6977 | 143.9272 | 7.7396 | 16775.9595 | 12447.762 | 11144.3333 | 0 | 495.9348 | 80.4925 | 0 | 122.1355
Exit-multiple blend 50% (old TV weighting) | 2465.0795 | 8209.2404 | 19716.7966 | 4213.144 | -1135.4902 | 5020.2646 | 101535.1794 | 306.1837 | 335.422 | none to Q4'30 | 1000 | 33779.4469 | 11402.704 | 1000 | 951.2908 | -267.5658 | 17617.7171 | 26949.0429 | -955.6922 | 115323.755 | 0.75032 | 148600.2081 | 22149.4763 | 315.5384 | 428.3003 | 27.4243 | 25.2243 | 26.6743 | 27.2673 | 674.6864 | 0.03 | 0.65441 | 9750.4661 | 19716.7966 | 16.6917 | 0 | 1000 | 812.6073 | 20079.989 | -5508.7224 | 0.41448 | 273.9108 | 546.6303 | 376.649 | 1000 | 12.2705 | 0 | 2254.3125 | 376.649 | 333.2695 | 5631.6262 | 0 | 50570.027 | 329.9867 | 417.929 | 111441.9072 | 33.8103 | 42.1574 | 55.8509 | -8.2771 | -7.2887 | 1.0924 | 2.0408 | 5.254 | 7.8849 | 3.7199 | 4.4657 | 5.7791 | 8712.7031 | 8176.8737 | 8176.8737 | 546.6303 | 301.7195 | 1081.9108 | OK: DCF EV above asset floor | 42.7692 | 0.15599 | 0.16174 | 0 | 9949.848 | 259.1762 | 0 | 950.6973 | 12000 | 23.6429 | 26.7165 | 2643.7736 | -6.2084 | 3.0059 | 38810.9023 | 168.717 | 194.0846 | 1000 | 1.5536 | 1.09 | 335.422 | 309.5192 | 339.7704 | 296.8336 | 296.8336 | 151.8713 | 30.3764 | 182.2478 | 151.8713 | 145.4157 | 23.6429 | 16775.9595 | 12447.762 | 11144.3333 | -3795 | 504.417 | 194.0846 | 0 | 339.7704
MEMO: include-both terminal (TermBase=1) | 2465.0795 | 8209.2404 | 19716.7966 | 4213.144 | -1135.4902 | 5020.2646 | -6992.1634 | 0.01 | 0 | none to Q4'30 | 1000 | 33779.4469 | 11402.704 | 1000 | 951.2908 | -267.5658 | 17617.7171 | 26949.0429 | -955.6922 | -6714.4456 | 0.75032 | 54662.1682 | 26675.2322 | 0 | 0 | 27.4243 | 25.2243 | 26.6743 | 27.2673 | 674.6864 | 0.03 | 0.65441 | 9750.4661 | 19716.7966 | 16.6917 | 0 | 1000 | 812.6073 | 25189.194 | -8388.9729 | 0.41448 | 77.9129 | 540.7827 | 308.5364 | 1000 | 12.2705 | 0 | 2254.3125 | 308.5364 | 308.5364 | 5631.6262 | 0 | 65765.1517 | -21.7623 | 417.929 | 134149.485 | 17.0986 | 25.9351 | 40.4576 | -8.2771 | -7.2887 | 1.0924 | 2.0408 | 5.254 | 7.8849 | 3.7199 | 4.4657 | 5.7791 | 8712.7031 | 8176.8737 | 8176.8737 | 540.7827 | 301.7195 | 1081.9108 | FLAG: DCF EV below asset floor | 42.7692 | 0.15599 | 0.16174 | 13510.8578 | 18495.3462 | 349.3518 | 0 | 950.6973 | 12000 | 5.0004 | 5.6504 | 2643.7736 | -6.2084 | 3.0059 | 50211.0271 | 218.2751 | 230.5456 | 1000 | 1.5536 | 1.09 | 0 | 88.0416 | 13.5062 | 0 | 0.01 | 5312097.7798 | 901674.8768 | 6213772.6566 | 5312097.7798 | 3208.7402 | 5.0004 | 16775.9595 | 12447.762 | 11144.3333 | 0 | 5312406.3162 | 230.5456 | 0 | 13.5169
Sens: PD + SG&A held at FY28 % of revenue (OpexHold=1) | 2465.0795 | 8209.2404 | 19716.7966 | 4213.144 | -1135.4902 | 5020.2646 | -4885.7752 | 0.01 | 0 | none to Q4'30 | 1000 | 33779.4469 | 11402.704 | 1000 | 951.2908 | -267.5658 | 17617.7171 | 26949.0429 | -955.6922 | -4608.0574 | 0.75032 | 43706.4413 | 22149.4763 | 0 | 0 | 27.4243 | 25.2243 | 26.6743 | 27.2673 | 674.6864 | 0.03 | 0.60441 | 9750.4661 | 19716.7966 | 16.6917 | 0 | 1000 | 812.6073 | 20079.989 | -5508.7224 | 0.41448 | 67.7883 | 494.4474 | 308.5364 | 1000 | 12.2705 | 0 | 2254.3125 | 308.5364 | 308.5364 | 5062.7656 | 0 | 55106.3942 | -14.9352 | 417.929 | 111441.9072 | 15.2548 | 24.0914 | 38.6139 | -8.2771 | -7.2887 | 1.0924 | 2.0408 | 5.254 | 7.8849 | 3.7199 | 4.4657 | 5.7791 | 8712.7031 | 8176.8737 | 8176.8737 | 494.4474 | 301.7195 | 1081.9108 | FLAG: DCF EV below asset floor | 42.7692 | 0.15599 | 0.16174 | 13510.8578 | 18495.3462 | 276.7306 | 0 | 950.6973 | 12000 | 2.9497 | 3.3331 | 2643.7736 | -6.2084 | 3.0059 | 39552.2696 | 171.9399 | 184.2104 | 1000 | 1.5536 | 1.09 | 0 | 76.6007 | 16.3393 | 0 | 0.01 | 4246222.0298 | 901674.8768 | 5147896.9067 | 4246222.0298 | 2003.0001 | 2.9497 | 16207.099 | 12025.6674 | 11144.3333 | 0 | 4246530.5662 | 184.2104 | 0 | 16.3404
Sens: base replacement capex at price path (ReplPxOn=1) | 2465.0795 | 8209.2404 | 19716.7966 | 4213.144 | -1135.4902 | 5020.2646 | 19169.3086 | 62.9258 | 55.271 | none to Q4'30 | 1000 | 33779.4469 | 11402.704 | 1000 | 951.2908 | -267.5658 | 17617.7171 | 26869.8265 | -955.6922 | 19628.9334 | 0.75032 | 65140.0014 | 17514.483 | 51.9946 | 70.5756 | 27.4243 | 25.2243 | 26.6743 | 27.2673 | 674.6864 | 0.03 | 0.65441 | 9750.4661 | 19716.7966 | 16.6917 | 0 | 1000 | 812.6073 | 20079.989 | -5508.7224 | 0.41448 | 115.7002 | 490.6951 | 311.9377 | 1000 | 12.2705 | 0 | 2254.3125 | 311.9377 | 309.0469 | 5631.6262 | 0 | 54243.2332 | 63.0299 | 417.929 | 109571.3572 | 17.0986 | 25.9351 | 40.4576 | -8.2771 | -7.2887 | 1.0924 | 2.0408 | 5.254 | 7.8849 | 3.7199 | 4.4657 | 5.7791 | 8712.7031 | 8176.8737 | 8176.8737 | 490.6951 | 301.7195 | 1081.9108 | OK: DCF EV above asset floor | 42.7692 | 0.15599 | 0.16174 | 13328.9508 | 18495.3462 | 267.6824 | 0 | 950.6973 | 12000 | 5.0004 | 5.6504 | 2643.7736 | -6.2084 | 3.0059 | 38689.1085 | 168.1876 | 180.4581 | 1000 | 1.5536 | 1.09 | 55.271 | 130.7412 | 86.2669 | 48.9124 | 48.9124 | 850.4805 | 184.3448 | 1034.8252 | 850.4805 | 433.4321 | 5.0004 | 16775.9595 | 12447.762 | 11144.3333 | 0 | 1160.7175 | 180.4581 | 0 | 86.2669
Sens: uniform capex lead 3 qtrs (v0.3 timing) | 2465.0795 | 8209.2404 | 19716.7966 | 4213.144 | -524.7885 | 4409.5629 | 1927.8939 | 0.01 | 0 | none to Q4'30 | 1000 | 33386.891 | 11402.704 | 1000 | 951.2908 | 343.1359 | 21110.4903 | 33270.1863 | -955.6922 | -252.8879 | 0.75032 | 45757.6552 | 21520.4535 | 0 | 0 | 27.4243 | 25.2243 | 26.6743 | 27.2673 | 674.6864 | 0.03 | 0.65441 | 6236.181 | 19716.7966 | 16.6917 | 0 | 1000 | 812.6073 | 17273.1434 | -4978.8551 | 0.41448 | 79.141 | 501.6904 | 308.5364 | 1000 | 12.2705 | 0 | 2254.3125 | 308.5364 | 308.5364 | 5631.6262 | 0 | 56772.5479 | -0.81964 | 417.929 | 108388.3986 | 9.1303 | 17.9669 | 32.4893 | -8.2771 | -7.2887 | 1.0924 | 2.0408 | 5.254 | 7.8849 | 3.7199 | 4.4657 | 5.7791 | 8712.7031 | 8176.8737 | 8176.8737 | 501.6904 | 301.7195 | 1081.9108 | FLAG: DCF EV below asset floor | 42.7692 | 0.15599 | 0.16174 | 13510.8578 | 18495.3462 | 287.6332 | 0 | 950.6973 | 12000 | 0 | 0 | 2643.7736 | -6.2084 | 3.0059 | 41218.4232 | 179.1829 | 191.4534 | 1000 | 1.5536 | 1.09 | 0 | 89.4294 | 39.5551 | 0 | 0.01 | 4412837.3971 | 901674.8768 | 5314512.274 | 4412837.3971 | 823.0416 | 0 | 16775.9595 | 12447.762 | 11144.3333 | 0 | 4413145.9335 | 191.4534 | 0 | 39.5551
Sens: GPU lead 1 qtr (shell/power 3) | 2465.0795 | 8209.2404 | 19716.7966 | 4213.144 | -1379.1427 | 5263.9171 | -2191.8671 | 0.01 | 0 | none to Q4'30 | 1000 | 35639.087 | 11402.704 | 1000 | 951.2908 | -511.2183 | 13323.9713 | 30601.411 | -1016.6053 | -78.9032 | 0.75032 | 46329.2183 | 22400.4384 | 0 | 0 | 27.4243 | 25.2243 | 26.6743 | 27.2673 | 674.6864 | 0.03 | 0.65441 | 13985.2703 | 19716.7966 | 16.6917 | 0 | 1000 | 812.6073 | 20079.989 | -5077.6449 | 0.41448 | 73.927 | 484.2501 | 308.5364 | 1000 | 12.2705 | 0 | 2254.3125 | 308.5364 | 308.5364 | 5631.6262 | 0 | 52760.642 | -0.25573 | 417.929 | 112660.1697 | 23.0468 | 31.8834 | 46.4058 | -8.2771 | -7.2887 | 1.0924 | 2.0408 | 5.254 | 7.8849 | 3.7199 | 4.4657 | 5.7791 | 8712.7031 | 8176.8737 | 8176.8737 | 484.2501 | 301.7195 | 1081.9108 | FLAG: DCF EV below asset floor | 42.7692 | 0.15599 | 0.16174 | 13510.8578 | 18495.3462 | 262.0695 | 0 | 950.6973 | 12000 | 11.0594 | 12.4971 | 2643.7736 | -6.2084 | 3.0059 | 37206.5174 | 161.7425 | 174.013 | 1000 | 1.5536 | 1.09 | 0 | 83.5375 | 26.9002 | 0 | 0.01 | 4011646.8126 | 901674.8768 | 4913321.6894 | 4011646.8126 | 1191.3384 | 11.0594 | 16775.9595 | 12447.762 | 11144.3333 | 0 | 4011955.3489 | 174.013 | 0 | 26.9002
Sens: Rubin revenue $14.5M/IT MW (bear) | 2465.0795 | 8200.8814 | 19210.2548 | 4207.2091 | -1141.0841 | 5020.2579 | -5361.7447 | 0.01 | 0 | none to Q4'30 | 1000 | 33779.2797 | 11017.7322 | 1000 | 951.2908 | -631.7361 | 17617.7171 | 26938.912 | -955.6922 | -5084.0269 | 0.75032 | 43648.2282 | 22133.5796 | 0 | 0 | 27.4243 | 25.2243 | 26.6743 | 24.406 | 674.6864 | 0.03 | 0.64402 | 9750.4661 | 19210.2548 | 16.6917 | 0 | 1000 | 812.6073 | 20079.989 | -5508.7224 | 0.42433 | 67.5327 | 496.5987 | 308.5364 | 1000 | 12.2705 | 0 | 2254.3125 | 308.5364 | 308.5364 | 5472.2901 | 0 | 55601.2769 | -16.4779 | 417.929 | 111351.4197 | 16.5821 | 25.4187 | 39.9412 | -8.2771 | -7.2887 | 1.0924 | 2.0408 | 5.254 | 7.8849 | 3.7199 | 4.4657 | 5.1727 | 8712.7031 | 8168.5147 | 8168.5147 | 496.5987 | 301.7195 | 1081.9108 | FLAG: DCF EV below asset floor | 42.7692 | 0.15599 | 0.16174 | 13510.8578 | 18495.3462 | 279.9884 | 0 | 950.6973 | 12000 | 4.277 | 4.833 | 2643.7736 | -6.2084 | 3.0059 | 40047.1523 | 174.0912 | 186.3617 | 1000 | 1.3905 | 1.09 | 0 | 76.3119 | 15.3979 | 0 | 0.01 | 4295710.3025 | 901674.8768 | 5197385.1794 | 4295710.3025 | 2145.709 | 4.277 | 16616.6234 | 12329.5346 | 11144.3333 | 0 | 4296018.8389 | 186.3617 | 0 | 15.3994
Sens: Rubin revenue $16.2M/IT MW (base) † | 2465.0795 | 8209.2404 | 19716.7966 | 4213.144 | -1135.4902 | 5020.2646 | -898.814 | 0.01 | 0 | none to Q4'30 | 1000 | 33779.4469 | 11402.704 | 1000 | 951.2908 | -267.5658 | 17617.7171 | 26949.0429 | -955.6922 | -621.0962 | 0.75032 | 46166.2147 | 22149.4763 | 0 | 0 | 27.4243 | 25.2243 | 26.6743 | 27.2673 | 674.6864 | 0.03 | 0.65441 | 9750.4661 | 19716.7966 | 16.6917 | 0 | 1000 | 812.6073 | 20079.989 | -5508.7224 | 0.41448 | 75.1111 | 491.6715 | 308.5364 | 1000 | 12.2705 | 0 | 2254.3125 | 308.5364 | 308.5364 | 5631.6262 | 0 | 54467.8395 | -2.013 | 417.929 | 111441.9072 | 17.0986 | 25.9351 | 40.4576 | -8.2771 | -7.2887 | 1.0924 | 2.0408 | 5.254 | 7.8849 | 3.7199 | 4.4657 | 5.7791 | 8712.7031 | 8176.8737 | 8176.8737 | 491.6715 | 301.7195 | 1081.9108 | FLAG: DCF EV below asset floor | 42.7692 | 0.15599 | 0.16174 | 13510.8578 | 18495.3462 | 272.5554 | 0 | 950.6973 | 12000 | 5.0004 | 5.6504 | 2643.7736 | -6.2084 | 3.0059 | 38913.7148 | 169.164 | 181.4345 | 1000 | 1.5536 | 1.09 | 0 | 84.8755 | 27.1259 | 0 | 0.01 | 4182366.5559 | 901674.8768 | 5084041.4327 | 4182366.5559 | 1225.9636 | 5.0004 | 16775.9595 | 12447.762 | 11144.3333 | 0 | 4182675.0922 | 181.4345 | 0 | 27.1259
Sens: Rubin revenue $18M/IT MW (v0.7b) | 2465.0795 | 8218.0911 | 20253.135 | 4219.428 | -1129.5673 | 5020.2716 | 8420.0469 | 28.1904 | 16.3594 | none to Q4'30 | 1000 | 33779.6239 | 11810.3211 | 1000 | 951.2908 | 118.0264 | 17617.7171 | 26959.7696 | -955.6922 | 8697.7647 | 0.75032 | 53499.9657 | 22166.308 | 15.3896 | 20.8893 | 27.4243 | 25.2243 | 26.6743 | 30.297 | 674.6864 | 0.03 | 0.66407 | 9750.4661 | 20253.135 | 16.6917 | 0 | 1000 | 812.6073 | 20079.989 | -5508.7224 | 0.40455 | 92.9674 | 486.7469 | 308.5364 | 1000 | 12.2705 | 0 | 2254.3125 | 308.5364 | 308.5364 | 5783.399 | 0 | 53334.9995 | 28.1904 | 417.929 | 111537.7175 | 17.5905 | 26.427 | 40.9495 | -8.2771 | -7.2887 | 1.0924 | 2.0408 | 5.254 | 7.8849 | 3.7199 | 4.4657 | 6.4212 | 8712.7031 | 8185.7244 | 8185.7244 | 486.7469 | 301.7195 | 1081.9108 | OK: DCF EV above asset floor | 42.7692 | 0.15599 | 0.16174 | 13510.8578 | 18495.3462 | 265.1249 | 0 | 950.6973 | 12000 | 5.9317 | 6.7028 | 2643.7736 | -6.2084 | 3.0059 | 37780.8749 | 164.2393 | 176.5098 | 1000 | 1.7262 | 1.09 | 16.3594 | 105.0531 | 53.8345 | 14.4773 | 14.4773 | 2810.659 | 622.8187 | 3433.4777 | 2810.659 | 639.3342 | 5.9317 | 16927.7323 | 12560.3774 | 11144.3333 | 0 | 3119.1954 | 176.5098 | 0 | 53.8345
Sens: Rubin revenue $20M/IT MW (bull) | 2465.0795 | 8227.9252 | 20849.0665 | 4226.4102 | -1122.9863 | 5020.2795 | 23954.9624 | 78.2675 | 73.4177 | none to Q4'30 | 1000 | 33779.8206 | 12263.2291 | 1000 | 951.2908 | 546.4621 | 17617.7171 | 26971.6883 | -955.6922 | 24414.5873 | 0.75032 | 66835.1511 | 22461.6817 | 69.0656 | 93.7471 | 27.4243 | 25.2243 | 26.6743 | 33.6634 | 674.6864 | 0.03 | 0.6735 | 9750.4661 | 20849.0665 | 16.6917 | 0 | 1000 | 812.6073 | 20079.989 | -5508.7224 | 0.39405 | 123.6235 | 483.051 | 311.9377 | 1000 | 12.2705 | 0 | 2254.3125 | 311.9377 | 309.6135 | 5934.8472 | 0 | 52093.607 | 78.5408 | 417.929 | 111644.1733 | 18.0813 | 26.9179 | 41.4404 | -8.2771 | -7.2887 | 1.0924 | 2.0408 | 5.254 | 7.8849 | 3.7199 | 4.4657 | 7.1347 | 8712.7031 | 8195.5585 | 8195.5585 | 483.051 | 301.7195 | 1081.9108 | OK: DCF EV above asset floor | 42.7692 | 0.15599 | 0.16174 | 13328.9508 | 18495.3462 | 255.2804 | 0 | 950.6973 | 12000 | 6.6447 | 7.5086 | 2643.7736 | -6.2084 | 3.0059 | 36539.4823 | 158.8428 | 172.814 | 1000 | 1.918 | 1.09 | 73.4177 | 139.6946 | 101.0779 | 64.9714 | 64.9714 | 608.8819 | 138.7802 | 747.6621 | 608.8819 | 357.3633 | 6.6447 | 17079.1806 | 12672.752 | 11144.3333 | 0 | 919.119 | 172.814 | 0 | 101.0779
Sens: Rubin capex $33.3M/IT MW leased (bull) | 2465.0795 | 8209.2404 | 19716.7966 | 4213.144 | -1131.2402 | 5016.0146 | -673.1578 | 0.01 | 0 | none to Q4'30 | 1000 | 33524.4469 | 11402.704 | 1000 | 951.2908 | -216.5658 | 17617.7171 | 26864.0429 | -955.6922 | -395.44 | 0.75032 | 46120.7227 | 22079.4363 | 0 | 0 | 27.4243 | 25.2243 | 26.6743 | 27.2673 | 674.6864 | 0.03 | 0.65441 | 9750.4661 | 19716.7966 | 16.6917 | 0 | 1000 | 812.6073 | 20079.989 | -5508.7224 | 0.41448 | 75.1033 | 490.1902 | 308.5364 | 1000 | 12.2705 | 0 | 2254.3125 | 308.5364 | 308.5364 | 6356.9595 | 0 | 54127.0957 | -1.2817 | 417.929 | 111101.9072 | 19.4495 | 28.286 | 42.8085 | -8.2771 | -7.2887 | 1.0924 | 2.0408 | 5.254 | 7.8849 | 3.7199 | 4.4657 | 5.7791 | 8712.7031 | 8176.8737 | 8176.8737 | 490.1902 | 301.7195 | 1081.9108 | FLAG: DCF EV below asset floor | 42.7692 | 0.15599 | 0.16174 | 13510.8578 | 18495.3462 | 270.2869 | 0 | 950.6973 | 12000 | 7.3513 | 8.3069 | 2643.7736 | -6.2084 | 3.0059 | 38572.9711 | 167.6827 | 179.9532 | 1000 | 1.5536 | 0.9052 | 0 | 84.8667 | 27.0597 | 0 | 0.01 | 4148292.1809 | 901674.8768 | 5049967.0577 | 4148292.1809 | 1224.9117 | 7.3513 | 16775.9595 | 12447.762 | 10419 | 0 | 4148600.7172 | 179.9532 | 0 | 27.0598
Sens: Rubin capex $41.1M leased (incl. fit-out, v0.7b) | 2465.0795 | 8209.2404 | 19716.7966 | 4213.144 | -1136.1152 | 5020.8896 | -932.2334 | 0.01 | 0 | none to Q4'30 | 1000 | 33816.9469 | 11402.704 | 1000 | 951.2908 | -275.0658 | 17617.7171 | 26961.5429 | -955.6922 | -654.5156 | 0.75032 | 46172.9047 | 22159.7763 | 0 | 0 | 27.4243 | 25.2243 | 26.6743 | 27.2673 | 674.6864 | 0.03 | 0.65441 | 9750.4661 | 19716.7966 | 16.6917 | 0 | 1000 | 812.6073 | 20079.989 | -5508.7224 | 0.41448 | 75.1118 | 491.8893 | 308.5364 | 1000 | 12.2705 | 0 | 2254.3125 | 308.5364 | 308.5364 | 5524.9595 | 0 | 54517.9488 | -2.1214 | 417.929 | 111491.9072 | 16.7529 | 25.5894 | 40.1119 | -8.2771 | -7.2887 | 1.0924 | 2.0408 | 5.254 | 7.8849 | 3.7199 | 4.4657 | 5.7791 | 8712.7031 | 8176.8737 | 8176.8737 | 491.8893 | 301.7195 | 1081.9108 | FLAG: DCF EV below asset floor | 42.7692 | 0.15599 | 0.16174 | 13510.8578 | 18495.3462 | 272.889 | 0 | 950.6973 | 12000 | 4.6547 | 5.2598 | 2643.7736 | -6.2084 | 3.0059 | 38963.8242 | 169.3818 | 181.6523 | 1000 | 1.5536 | 1.1172 | 0 | 84.8763 | 27.1349 | 0 | 0.01 | 4187377.4934 | 901674.8768 | 5089052.3702 | 4187377.4934 | 1226.1489 | 4.6547 | 16775.9595 | 12447.762 | 11251 | 0 | 4187686.0297 | 181.6523 | 0 | 27.135
Sens: Rubin capex $48.2M leased (bear) | 2465.0795 | 8209.2404 | 19716.7966 | 4213.144 | -1140.5527 | 5025.3271 | -1169.5108 | 0.01 | 0 | none to Q4'30 | 1000 | 34083.1969 | 11402.704 | 1000 | 951.2908 | -328.3158 | 17617.7171 | 27050.2929 | -955.6922 | -891.793 | 0.75032 | 46220.4037 | 22232.9063 | 0 | 0 | 27.4243 | 25.2243 | 26.6743 | 27.2673 | 674.6864 | 0.03 | 0.65441 | 9750.4661 | 19716.7966 | 16.6917 | 0 | 1000 | 812.6073 | 20079.989 | -5508.7224 | 0.41448 | 75.1165 | 493.436 | 308.5364 | 1000 | 12.2705 | 0 | 2254.3125 | 308.5364 | 308.5364 | 4767.6262 | 0 | 54873.7254 | -2.8904 | 417.929 | 111846.9072 | 14.2983 | 23.1348 | 37.6573 | -8.2771 | -7.2887 | 1.0924 | 2.0408 | 5.254 | 7.8849 | 3.7199 | 4.4657 | 5.7791 | 8712.7031 | 8176.8737 | 8176.8737 | 493.436 | 301.7195 | 1081.9108 | FLAG: DCF EV below asset floor | 42.7692 | 0.15599 | 0.16174 | 13510.8578 | 18495.3462 | 275.2576 | 0 | 950.6973 | 12000 | 2.2001 | 2.4861 | 2643.7736 | -6.2084 | 3.0059 | 39319.6008 | 170.9284 | 183.1989 | 1000 | 1.5536 | 1.3102 | 0 | 84.8816 | 27.1984 | 0 | 0.01 | 4222955.1496 | 901674.8768 | 5124630.0265 | 4222955.1496 | 1227.4898 | 2.2001 | 16775.9595 | 12447.762 | 12008.3333 | 0 | 4223263.686 | 183.1989 | 0 | 27.1984
Sens: $775M facility fully drawn | 2465.0795 | 8209.2404 | 19716.7966 | 4213.144 | -1138.7873 | 5023.5616 | -898.814 | 0.01 | 0 | none to Q4'30 | 1000 | 33779.4469 | 11402.704 | 1000 | 951.2908 | -274.6309 | 17617.7171 | 26949.0429 | -955.9277 | -633.69 | 0.75032 | 46166.2147 | 22149.4763 | 0 | 0 | 27.4243 | 25.2243 | 26.6743 | 27.2673 | 674.6864 | 0.03 | 0.65441 | 10506.9497 | 19716.7966 | 16.6917 | 0 | 1000 | 812.6073 | 20079.989 | -5508.7224 | 0.41448 | 74.2069 | 488.8995 | 308.5364 | 1000 | 12.2705 | 0 | 2254.3125 | 308.5364 | 308.5364 | 5631.6262 | 775 | 53830.1868 | -2.0539 | 417.929 | 111441.9072 | 17.0578 | 25.8943 | 40.4168 | -8.2771 | -7.2887 | 1.0924 | 2.0408 | 5.254 | 7.8849 | 3.7199 | 4.4657 | 5.7791 | 8712.7031 | 8176.8737 | 8176.8737 | 488.8995 | 301.7195 | 1081.9108 | FLAG: DCF EV below asset floor | 42.7692 | 0.15599 | 0.16174 | 13510.8578 | 18495.3462 | 268.2884 | 0 | 950.6973 | 12000 | 4.9596 | 5.6043 | 2643.7736 | -6.2084 | 3.0059 | 38276.0621 | 166.392 | 178.6625 | 1000 | 1.5536 | 1.09 | 0 | 83.8539 | 25.5055 | 0 | 0.01 | 4118601.2849 | 901674.8768 | 5020276.1618 | 4118601.2849 | 1294.6417 | 4.9596 | 16775.9595 | 12447.762 | 11144.3333 | 0 | 4118909.8213 | 178.6625 | 0 | 25.5056
Sens: Rubin OWNED capex $45.8M (bull) | 2465.0795 | 8209.2404 | 19716.7966 | 4213.144 | -1085.3401 | 4970.1145 | 12511.0593 | 41.4498 | 31.3425 | none to Q4'30 | 1000 | 31559.3812 | 11402.704 | 1000 | 951.2908 | 266.674 | 17554.7576 | 24085.6785 | -955.6922 | 12788.7771 | 0.75032 | 52130.3019 | 20029.4061 | 29.4846 | 40.0213 | 27.4243 | 25.2243 | 26.6743 | 27.2673 | 674.6864 | 0.03 | 0.65441 | 9813.4256 | 19716.7966 | 16.6917 | 0 | 1000 | 812.6073 | 18922.3161 | -5045.9214 | 0.41448 | 91.5647 | 452.272 | 308.5364 | 1000 | 12.2705 | 0 | 2254.3125 | 308.5364 | 308.5364 | 5631.6262 | 0 | 45404.5559 | 41.4498 | 417.929 | 101150.3044 | 17.0986 | 25.9351 | 40.4576 | -8.2771 | -2.2346 | 1.0924 | 7.0949 | 5.254 | 14.0796 | 3.7199 | 4.4657 | 5.7791 | 8712.7031 | 8176.8737 | 8176.8737 | 452.272 | 301.7195 | 1081.9108 | OK: DCF EV above asset floor | 42.7692 | 0.15599 | 0.21385 | 13510.8578 | 18495.3462 | 212.7841 | 0 | 950.6973 | 12000 | 5.4398 | 6.1469 | 2643.7736 | -6.2084 | 3.0059 | 29850.4313 | 129.7645 | 142.035 | 1000 | 1.5536 | 1.09 | 31.3425 | 103.4681 | 59.2286 | 27.7367 | 27.7367 | 1181.1186 | 325.0832 | 1506.2018 | 1181.1186 | 479.8494 | 5.4398 | 16775.9595 | 12447.762 | 11144.3333 | 0 | 1489.655 | 142.035 | 0 | 59.2286
Sens: Rubin OWNED capex $56M (v0.7) | 2465.0795 | 8209.2404 | 19716.7966 | 4213.144 | -1160.5653 | 5045.3396 | -3968.4193 | 0.01 | 0 | none to Q4'30 | 1000 | 34889.4798 | 11402.704 | 1000 | 951.2908 | -534.6857 | 17649.1968 | 28380.7251 | -955.6922 | -3690.7015 | 0.75032 | 46854.723 | 23209.5114 | 0 | 0 | 27.4243 | 25.2243 | 26.6743 | 27.2673 | 674.6864 | 0.03 | 0.65441 | 9718.9864 | 19716.7966 | 16.6917 | 0 | 1000 | 812.6073 | 20658.8255 | -5740.1229 | 0.41448 | 75.1477 | 511.6058 | 308.5364 | 1000 | 12.2705 | 0 | 2254.3125 | 308.5364 | 308.5364 | 5631.6262 | 0 | 59053.4369 | -11.962 | 417.929 | 116587.7086 | 17.0986 | 25.9351 | 40.4576 | -8.2771 | -9.8157 | 1.0924 | -0.48619 | 5.254 | 4.7876 | 3.7199 | 4.4657 | 5.7791 | 8712.7031 | 8176.8737 | 8176.8737 | 511.6058 | 301.7195 | 1081.9108 | FLAG: DCF EV below asset floor | 42.7692 | 0.15599 | 0.13979 | 13510.8578 | 18495.3462 | 302.7949 | 0 | 950.6973 | 12000 | 5.0004 | 5.6504 | 2643.7736 | -6.2084 | 3.0059 | 43499.3123 | 189.0983 | 201.3688 | 1000 | 1.5536 | 1.09 | 0 | 84.9169 | 23.0561 | 0 | 0.01 | 4640926.303 | 901674.8768 | 5542601.1798 | 4640926.303 | 1571.128 | 5.0004 | 16775.9595 | 12447.762 | 11144.3333 | 0 | 4641234.8393 | 201.3688 | 0 | 23.0563
Sens: Rubin OWNED capex $60.7M (bear) | 2465.0795 | 8209.2404 | 19716.7966 | 4213.144 | -1195.2278 | 5080.0022 | -8311.8861 | 0.01 | 0 | none to Q4'30 | 1000 | 36423.937 | 11402.704 | 1000 | 951.2908 | -903.9396 | 17692.7129 | 30359.8152 | -955.6922 | -8034.1683 | 0.75032 | 47806.4845 | 24674.854 | 0 | 0 | 27.4243 | 25.2243 | 26.6743 | 27.2673 | 674.6864 | 0.03 | 0.65441 | 9675.4703 | 19716.7966 | 16.6917 | 0 | 1000 | 812.6073 | 21458.9818 | -6060.0001 | 0.41448 | 74.8281 | 539.1472 | 308.5364 | 1000 | 12.2705 | 0 | 2254.3125 | 308.5364 | 308.5364 | 5631.6262 | 0 | 65388.9272 | -26.0396 | 417.929 | 123701.0223 | 17.0986 | 25.9351 | 40.4576 | -8.2771 | -13.4562 | 1.0924 | -3.9794 | 5.254 | 0.50596 | 3.7199 | 4.4657 | 5.7791 | 8712.7031 | 8176.8737 | 8176.8737 | 539.1472 | 301.7195 | 1081.9108 | FLAG: DCF EV below asset floor | 42.7692 | 0.15599 | 0.11294 | 13510.8578 | 18495.3462 | 344.5818 | 0 | 950.6973 | 12000 | 4.6936 | 5.3038 | 2643.7736 | -6.2084 | 3.0059 | 49834.8025 | 216.6396 | 228.9101 | 1000 | 1.5536 | 1.09 | 0 | 84.5557 | 17.475 | 0 | 0.01 | 5274475.3252 | 901674.8768 | 6176150.202 | 5274475.3252 | 2294.1484 | 4.6936 | 16775.9595 | 12447.762 | 11144.3333 | 0 | 5274783.8615 | 228.9101 | 0 | 17.4766
Sens: Rubin capex bull both (33.3 leased / 45.8 owned) | 2465.0795 | 8209.2404 | 19716.7966 | 4213.144 | -1081.0901 | 4965.8645 | 13195.6868 | 43.6688 | 33.8499 | none to Q4'30 | 1000 | 31304.3812 | 11402.704 | 1000 | 951.2908 | 317.674 | 17554.7576 | 24000.6785 | -955.6922 | 13473.4045 | 0.75032 | 52547.6019 | 19959.3661 | 31.8433 | 43.223 | 27.4243 | 25.2243 | 26.6743 | 27.2673 | 674.6864 | 0.03 | 0.65441 | 9813.4256 | 19716.7966 | 16.6917 | 0 | 1000 | 812.6073 | 18922.3161 | -5045.9214 | 0.41448 | 92.6421 | 450.8358 | 308.5364 | 1000 | 12.2705 | 0 | 2254.3125 | 308.5364 | 308.5364 | 6356.9595 | 0 | 45074.1866 | 43.6688 | 417.929 | 100810.3044 | 19.4495 | 28.286 | 42.8085 | -8.2771 | -2.2346 | 1.0924 | 7.0949 | 5.254 | 14.0796 | 3.7199 | 4.4657 | 5.7791 | 8712.7031 | 8176.8737 | 8176.8737 | 450.8358 | 301.7195 | 1081.9108 | OK: DCF EV above asset floor | 42.7692 | 0.15599 | 0.21385 | 13510.8578 | 18495.3462 | 210.5833 | 0 | 950.6973 | 12000 | 7.7906 | 8.8034 | 2643.7736 | -6.2084 | 3.0059 | 29520.0619 | 128.3283 | 140.5988 | 1000 | 1.5536 | 0.9052 | 33.8499 | 104.6856 | 60.8119 | 29.9557 | 29.9557 | 1082.5992 | 301.0028 | 1383.6021 | 1082.5992 | 465.8621 | 7.7906 | 16775.9595 | 12447.762 | 10419 | 0 | 1391.1356 | 140.5988 | 0 | 60.8119
Sens: Rubin capex bear both (48.2 / 60.7) | 2465.0795 | 8209.2404 | 19716.7966 | 4213.144 | -1200.2903 | 5085.0647 | -8598.2014 | 0.01 | 0 | none to Q4'30 | 1000 | 36727.687 | 11402.704 | 1000 | 951.2908 | -964.6896 | 17692.7129 | 30461.0652 | -955.6922 | -8320.4836 | 0.75032 | 47860.6735 | 24758.284 | 0 | 0 | 27.4243 | 25.2243 | 26.6743 | 27.2673 | 674.6864 | 0.03 | 0.65441 | 9675.4703 | 19716.7966 | 16.6917 | 0 | 1000 | 812.6073 | 21458.9818 | -6060.0001 | 0.41448 | 74.8039 | 540.9078 | 308.5364 | 1000 | 12.2705 | 0 | 2254.3125 | 308.5364 | 308.5364 | 4767.6262 | 0 | 65793.9272 | -26.9676 | 417.929 | 124106.0223 | 14.2983 | 23.1348 | 37.6573 | -8.2771 | -13.4562 | 1.0924 | -3.9794 | 5.254 | 0.50596 | 3.7199 | 4.4657 | 5.7791 | 8712.7031 | 8176.8737 | 8176.8737 | 540.9078 | 301.7195 | 1081.9108 | FLAG: DCF EV below asset floor | 42.7692 | 0.15599 | 0.11294 | 13510.8578 | 18495.3462 | 347.2801 | 0 | 950.6973 | 12000 | 1.8933 | 2.1394 | 2643.7736 | -6.2084 | 3.0059 | 50239.8025 | 218.4002 | 230.6707 | 1000 | 1.5536 | 1.3102 | 0 | 84.5285 | 17.5744 | 0 | 0.01 | 5314975.3252 | 901674.8768 | 6216650.202 | 5314975.3252 | 2287.0483 | 1.8933 | 16775.9595 | 12447.762 | 12008.3333 | 0 | 5315283.8615 | 230.6707 | 0 | 17.576
Sens: Rubin capex leased $32M + owned $43M (v0.6 both) | 2465.0795 | 8209.2404 | 19716.7966 | 4213.144 | -1059.6276 | 4944.402 | 19924.6982 | 65.3474 | 58.766 | none to Q4'30 | 1000 | 30341.4865 | 11402.704 | 1000 | 951.2908 | 547.4051 | 17528.8331 | 22805.3961 | -955.6922 | 20384.323 | 0.75032 | 56161.7988 | 19280.5806 | 55.2824 | 75.0383 | 27.4243 | 25.2243 | 26.6743 | 27.2673 | 674.6864 | 0.03 | 0.65441 | 9839.3501 | 19716.7966 | 16.6917 | 0 | 1000 | 812.6073 | 18445.6272 | -4855.3562 | 0.41448 | 103.1569 | 434.6223 | 311.9377 | 1000 | 12.2705 | 0 | 2254.3125 | 311.9377 | 309.154 | 6495.6262 | 0 | 41344.4872 | 65.4782 | 417.929 | 96507.5856 | 19.8989 | 28.7355 | 43.2579 | -8.2771 | -0.15355 | 1.0924 | 9.1759 | 5.254 | 16.6303 | 3.7199 | 4.4657 | 5.7791 | 8712.7031 | 8176.8737 | 8176.8737 | 434.6223 | 301.7195 | 1081.9108 | OK: DCF EV above asset floor | 42.7692 | 0.15599 | 0.23937 | 13328.9508 | 18495.3462 | 182.5774 | 0 | 950.6973 | 12000 | 8.4623 | 9.5624 | 2643.7736 | -6.2084 | 3.0059 | 25790.3625 | 112.1147 | 124.3852 | 1000 | 1.5536 | 0.86986 | 58.766 | 116.5673 | 79.7134 | 52.0053 | 52.0053 | 551.8731 | 173.3814 | 725.2546 | 551.8731 | 325.3244 | 8.4623 | 16775.9595 | 12447.762 | 10280.3333 | 0 | 862.1102 | 124.3852 | 0 | 79.7134
Sens: GPU residual 0% (bear) | 2465.0795 | 8209.2404 | 19716.7966 | 4213.144 | -1135.4902 | 5020.2646 | -6279.4164 | 0.01 | 0 | none to Q4'30 | 1000 | 33779.4469 | 11402.704 | 1000 | 951.2908 | -267.5658 | 17617.7171 | 26949.0429 | -955.6922 | -6001.6986 | 0.75032 | 41088.9023 | 23646.6927 | 0 | 0 | 27.4243 | 25.2243 | 26.6743 | 27.2673 | 674.6864 | 0.03 | 0.65441 | 9750.4661 | 19716.7966 | 16.6917 | 0 | 1000 | 812.6073 | 20079.989 | -5508.7224 | 0.41448 | 64.2417 | 491.8913 | 308.5364 | 1000 | 12.2705 | 0 | 2254.3125 | 308.5364 | 308.5364 | 5631.6262 | 0 | 54518.4053 | -19.4522 | 417.929 | 111441.9072 | 17.0986 | 25.9351 | 40.4576 | -11.0314 | -9.9373 | -1.6619 | -0.60782 | 1.542 | 4.3153 | 3.7199 | 4.4657 | 5.7791 | 8712.7031 | 8176.8737 | 8176.8737 | 491.8913 | 301.7195 | 1081.9108 | FLAG: DCF EV below asset floor | 42.7692 | 0.1246 | 0.13985 | 13510.8578 | 18495.3462 | 272.8867 | 0 | 950.6973 | 12000 | 5.0004 | 5.6504 | 2643.7736 | -8.7439 | 0.4704 | 38964.2806 | 169.3838 | 181.6543 | 1000 | 1.5536 | 1.09 | 0 | 72.5932 | 12.737 | 0 | 0.01 | 4187423.1375 | 901674.8768 | 5089098.0143 | 4187423.1375 | 2486.6111 | 5.0004 | 16775.9595 | 12447.762 | 11144.3333 | 0 | 4187731.6738 | 181.6543 | 0 | 12.7399
Sens: GPU residual 10% | 2465.0795 | 8209.2404 | 19716.7966 | 4213.144 | -1135.4902 | 5020.2646 | -2692.3481 | 0.01 | 0 | none to Q4'30 | 1000 | 33779.4469 | 11402.704 | 1000 | 951.2908 | -267.5658 | 17617.7171 | 26949.0429 | -955.6922 | -2414.6303 | 0.75032 | 44473.7772 | 22178.2006 | 0 | 0 | 27.4243 | 25.2243 | 26.6743 | 27.2673 | 674.6864 | 0.03 | 0.65441 | 9750.4661 | 19716.7966 | 16.6917 | 0 | 1000 | 812.6073 | 20079.989 | -5508.7224 | 0.41448 | 71.4869 | 491.7448 | 308.5364 | 1000 | 12.2705 | 0 | 2254.3125 | 308.5364 | 308.5364 | 5631.6262 | 0 | 54484.6947 | -7.8261 | 417.929 | 111441.9072 | 17.0986 | 25.9351 | 40.4576 | -9.1952 | -8.1715 | 0.17432 | 1.1579 | 4.0167 | 6.695 | 3.7199 | 4.4657 | 5.7791 | 8712.7031 | 8176.8737 | 8176.8737 | 491.7448 | 301.7195 | 1081.9108 | FLAG: DCF EV below asset floor | 42.7692 | 0.14604 | 0.15469 | 13510.8578 | 18495.3462 | 272.6658 | 0 | 950.6973 | 12000 | 5.0004 | 5.6504 | 2643.7736 | -7.0536 | 2.1608 | 38930.5701 | 169.2372 | 181.5077 | 1000 | 1.5536 | 1.09 | 0 | 80.7802 | 22.2265 | 0 | 0.01 | 4184052.0831 | 901674.8768 | 5085726.9599 | 4184052.0831 | 1473.886 | 5.0004 | 16775.9595 | 12447.762 | 11144.3333 | 0 | 4184360.6194 | 181.5077 | 0 | 22.2267
Sens: GPU residual 25% (~alt: old fleet earns 2 more yrs at 30% net of power) | 2465.0795 | 8209.2404 | 19716.7966 | 4213.144 | -1135.4902 | 5020.2646 | 2688.2542 | 9.613 | 0 | none to Q4'30 | 1000 | 33779.4469 | 11402.704 | 1000 | 951.2908 | -267.5658 | 17617.7171 | 26949.0429 | -955.6922 | 2965.972 | 0.75032 | 49551.0897 | 22149.4763 | 0 | 0 | 27.4243 | 25.2243 | 26.6743 | 27.2673 | 674.6864 | 0.03 | 0.65441 | 9750.4661 | 19716.7966 | 16.6917 | 0 | 1000 | 812.6073 | 20079.989 | -5508.7224 | 0.41448 | 82.3627 | 491.525 | 308.5364 | 1000 | 12.2705 | 0 | 2254.3125 | 308.5364 | 308.5364 | 5631.6262 | 0 | 54434.1289 | 9.613 | 417.929 | 111441.9072 | 17.0986 | 25.9351 | 40.4576 | -6.4409 | -5.5229 | 2.9286 | 3.8066 | 7.7287 | 10.2647 | 3.7199 | 4.4657 | 5.7791 | 8712.7031 | 8176.8737 | 8176.8737 | 491.525 | 301.7195 | 1081.9108 | FLAG: DCF EV below asset floor | 42.7692 | 0.17462 | 0.17522 | 13510.8578 | 18495.3462 | 272.3345 | 0 | 950.6973 | 12000 | 5.0004 | 5.6504 | 2643.7736 | -4.518 | 4.6963 | 38880.0043 | 169.0174 | 181.2879 | 1000 | 1.5536 | 1.09 | 0 | 93.0699 | 37.1777 | 0 | 0.01 | 4178995.5015 | 901674.8768 | 5080670.3783 | 4178995.5015 | 919.0805 | 5.0004 | 16775.9595 | 12447.762 | 11144.3333 | 0 | 4179304.0378 | 181.2879 | 0 | 37.1777
Sens: Capacity v1 (CapV 1) | 2423.4083 | 7639.4905 | 17833.6199 | 3992.0348 | -915.8773 | 4602.3325 | -3054.8392 | 0.01 | 0 | none to Q4'30 | 1000 | 30470.1223 | 10428.6322 | 1000 | 945.0574 | -282.3849 | 16470.8697 | 28046.5224 | -960.2378 | -2746.7622 | 0.8251 | 44589.0347 | 21804.5086 | 0 | 0 | 30.1575 | 27.9575 | 29.4075 | 29.9849 | 653.6834 | 0.03 | 0.65549 | 10891.3457 | 17833.6199 | 16.6917 | 0 | 1000 | 684.5 | 20570.34 | -5700.8386 | 0.53603 | 71.1069 | 492.659 | 308.5364 | 1000 | 12.2705 | 0 | 2254.3125 | 308.5364 | 308.5364 | 5779.7722 | 0 | 54694.9924 | -8.9026 | 289.8217 | 110188.6601 | 17.6771 | 26.5137 | 41.0362 | -8.2771 | -7.2887 | 1.0924 | 2.0408 | 5.254 | 7.8849 | 3.7199 | 4.4657 | 5.7791 | 7672.7959 | 7607.1237 | 7607.1237 | 492.659 | 292.4 | 950 | FLAG: DCF EV below asset floor | 42.7692 | 0.15599 | 0.16174 | 13510.8578 | 18495.3462 | 273.6036 | 0 | 740.16 | 12000 | 5.5789 | 6.3042 | 2643.7736 | -6.2084 | 3.0059 | 39140.8677 | 170.1514 | 182.4219 | 1000 | 1.5536 | 1.09 | 0 | 80.3508 | 13.5507 | 0 | 0.01 | 4205081.8471 | 901674.8768 | 5106756.724 | 4205081.8471 | 2604.9221 | 5.5789 | 16924.1055 | 12557.6863 | 11144.3333 | 0 | 4205390.3835 | 182.4219 | 0 | 13.5564
Sens: converts in debt at original principal (CVDebtBasis 1) | 2465.0795 | 8209.2404 | 19716.7966 | 4213.144 | -1135.4902 | 5020.2646 | -898.814 | 0.01 | 0 | none to Q4'30 | 1000 | 33779.4469 | 11402.704 | 1000 | 951.2908 | -267.5658 | 17617.7171 | 26949.0429 | -955.6922 | -535.2384 | 0.75032 | 46166.2147 | 22149.4763 | 0 | 0 | 27.4243 | 25.2243 | 26.6743 | 27.2673 | 674.6864 | 0.03 | 0.65441 | 9750.4661 | 19716.7966 | 16.6917 | 0 | 1000 | 812.6073 | 20079.989 | -5508.7224 | 0.41448 | 77.7889 | 491.6715 | 308.5364 | 1000 | 12.2705 | 0 | 2254.3125 | 308.5364 | 308.5364 | 5631.6262 | 0 | 54467.8395 | -1.7348 | 417.929 | 111441.9072 | 17.3768 | 26.2134 | 40.7359 | -8.2771 | -7.2887 | 1.0924 | 2.0408 | 5.254 | 7.8849 | 3.7199 | 4.4657 | 5.7791 | 8712.7031 | 8176.8737 | 8176.8737 | 491.6715 | 301.7195 | 1081.9108 | FLAG: DCF EV below asset floor | 42.7692 | 0.15599 | 0.16174 | 13425 | 17178.75 | 272.5554 | 0 | 950.6973 | 12000 | 9.2886 | 10.4961 | 2643.7736 | -6.2084 | 3.0059 | 38913.7148 | 169.164 | 181.4345 | 1000 | 1.5536 | 1.09 | 0 | 87.9015 | 30.7993 | 0 | 0.01 | 4182366.5559 | 901674.8768 | 5084041.4327 | 4182366.5559 | 1091.487 | 9.2886 | 16775.9595 | 12447.762 | 11144.3333 | 0 | 4182675.0922 | 181.4345 | 0 | 30.7993
BEAR - pre-funding, converts at principal | 2161.0906 | 4287.2002 | 10944.1399 | 1840.9429 | -3929.7563 | 5599.2112 | -34363.024 | 0.01 | 0 | Q3'27 | -5097.8569 | 23393.2766 | 5268.3404 | -25991.3328 | 747.0023 | -6256.6395 | 10749.8274 | 27562.9798 | -1436.1783 | -34002.0126 | 0.75032 | 16992.5164 | 14072.7442 | 0 | 0 | 22.2728 | 20.0728 | 21.5228 | 21.8719 | 594.1494 | 0.02 | 0.57267 | 13530.2399 | 10944.1399 | 14.7366 | 0 | -53807.3478 | 470.4468 | 12000 | -2079.0066 | 1 | 0 | 308.5364 | 308.5364 | -5097.8569 | 0 | 0 | 998.76 | 308.5364 | 308.5364 | 1668.246 | 1732.5375 | 0 | -110.2042 | 155.7684 | 88718.5578 | 8.5922 | 17.4287 | 30.57 | -13.6536 | -20.0976 | -3.5974 | -9.9393 | -0.54839 | -6.7347 | 3.3712 | 4.0471 | 5.1727 | 5354.4922 | 4257.6002 | 4257.6002 | 308.5364 | 189.4897 | 794.6073 | FLAG: DCF EV below asset floor | 42.7692 | 0.1246 | 0.086615 | 13425 | 8306.25 | 175.6408 | 1732.5375 | 1028.665 | 12000 | 6.577 | 7.5636 | 1983.6663 | -14.9452 | -5.3227 | 0 | 0 | 0 | -53807.3478 | 1.5344 | 1.3102 | 0 | 0.0115 | 0 | 0 | 0.01 | 0 | 0 | 0 | 0 | 0 | 23.1675 | 13676.5793 | 10148.0219 | 12008.3333 | 0 | 308.5364 | 0 | 0 | 0.0115
BASE - pre-funding (FP_On 0) | 2465.0795 | 8209.2404 | 19716.7966 | 4213.144 | -1124.7054 | 5009.4798 | -898.814 | 0.01 | 15.5665 | Q2'27 | -19951.7487 | 33779.4469 | 11402.704 | -34081.0749 | 951.2908 | -212.1156 | 17617.7171 | 26949.0429 | -955.6922 | -621.0962 | 0.75032 | 46166.2147 | 22149.4763 | 14.6437 | 19.8769 | 27.4243 | 25.2243 | 26.6743 | 27.2673 | 674.6864 | 0.03 | 0.65441 | 6840.5154 | 19716.7966 | 16.6917 | 0 | -52891.511 | 812.6073 | 20079.989 | -5508.7224 | 0.41448 | 13.7757 | 308.5364 | 308.5364 | -19951.7487 | 0 | 0 | 2254.3125 | 308.5364 | 308.5364 | 5631.6262 | 0 | 0 | -2.013 | 417.929 | 111441.9072 | 17.0986 | 25.9351 | 40.4576 | -8.2771 | -7.2887 | 1.0924 | 2.0408 | 5.254 | 7.8849 | 3.7199 | 4.4657 | 5.7791 | 8712.7031 | 8176.8737 | 8176.8737 | 308.5364 | 301.7195 | 1081.9108 | FLAG: DCF EV below asset floor | 42.7692 | 0.15599 | 0.16174 | 13510.8578 | 8639.4639 | 124.587 | 0 | 950.6973 | 12000 | 19.1528 | 21.6427 | 2643.7736 | -6.2084 | 3.0059 | 0 | 0 | 0 | -52891.511 | 1.5536 | 1.09 | 15.5665 | 0.0113 | 15.5665 | 13.7757 | 13.7757 | 0 | 0 | 0 | 0 | 0 | 34.9415 | 16775.9595 | 12447.762 | 11144.3333 | 0 | 308.5364 | 0 | 0 | 15.5665
BULL - pre-funding | 2822.9539 | 13514.6499 | 28701.9255 | 7841.1009 | 2029.2064 | 5271.3085 | 125480.8595 | 365.8161 | 437.7259 | Q1'27 | -26628.5409 | 37641.1606 | 18116.2303 | -30796.7909 | 1212.1769 | 6379.0324 | 23963.3261 | 22480.1453 | -533.4734 | 137784.2578 | 0.75032 | 155548.9659 | 23092.6812 | 413.6121 | 549.0833 | 43.0417 | 40.8417 | 42.2917 | 46.9633 | 785.6562 | 0.035 | 0.70216 | 730.1923 | 28701.9255 | 19.0922 | 0 | -39957.4974 | 1071.7478 | 26532.1624 | -8420.5494 | 0 | 390.8267 | 352.5457 | 376.649 | -26628.5409 | 0 | 0 | 3694.865 | 376.649 | 339.7155 | 8424.2506 | 0 | 0 | 402.7836 | 677.0695 | 116510.5514 | 33.4028 | 41.7499 | 56.5371 | -6.8655 | -0.51047 | 2.2479 | 8.6029 | 6.5361 | 15.7885 | 4.1849 | 5.0239 | 7.1347 | 12077.6392 | 13480.8204 | 13480.8204 | 352.5457 | 413.9493 | 1369.2143 | OK: DCF EV above asset floor | 42.7692 | 0.15599 | 0.21385 | 0 | 0 | 54.3207 | 0 | 872.7296 | 12000 | 39.7537 | 44.5241 | 3188.6983 | -0.37946 | 9.7465 | 0 | 0 | 0 | -39957.4974 | 1.7049 | 0.9052 | 437.7259 | 409.714 | 437.7259 | 390.8267 | 390.8267 | 0 | 0 | 0 | 0 | 0 | 45.855 | 18843.2506 | 13981.692 | 10419 | 0 | 352.5457 | 0 | 0 | 437.7259
BEAR - pre-funding | 2161.0906 | 4287.2002 | 10944.1399 | 1840.9429 | -3929.7563 | 5599.2112 | -34363.024 | 0.01 | 0 | Q3'27 | -5097.8569 | 23393.2766 | 5268.3404 | -25991.3328 | 747.0023 | -6256.6395 | 10749.8274 | 27562.9798 | -1436.1783 | -34087.8704 | 0.75032 | 16992.5164 | 14072.7442 | 0 | 0 | 22.2728 | 20.0728 | 21.5228 | 21.8719 | 594.1494 | 0.02 | 0.57267 | 13530.2399 | 10944.1399 | 14.7366 | 0 | -53807.3478 | 470.4468 | 12000 | -2079.0066 | 1 | 0 | 308.5364 | 308.5364 | -5097.8569 | 0 | 0 | 998.76 | 308.5364 | 308.5364 | 1668.246 | 1732.5375 | 0 | -110.4825 | 155.7684 | 88718.5578 | 8.3139 | 17.1505 | 30.2918 | -13.6536 | -20.0976 | -3.5974 | -9.9393 | -0.54839 | -6.7347 | 3.3712 | 4.0471 | 5.1727 | 5354.4922 | 4257.6002 | 4257.6002 | 308.5364 | 189.4897 | 794.6073 | FLAG: DCF EV below asset floor | 42.7692 | 0.1246 | 0.086615 | 13510.8578 | 8639.4639 | 175.6408 | 1732.5375 | 1028.665 | 12000 | 6.2988 | 7.2436 | 1983.6663 | -14.9452 | -5.3227 | 0 | 0 | 0 | -53807.3478 | 1.5344 | 1.3102 | 0 | 0.0115 | 0 | 0 | 0.01 | 0 | 0 | 0 | 0 | 0 | 22.0875 | 13676.5793 | 10148.0219 | 12008.3333 | 0 | 308.5364 | 0 | 0 | 0.0115
BASE gross - pre-funding | 2465.0795 | 8660.6712 | 20727.1634 | 4533.6598 | -822.6269 | 5009.8599 | 1732.3251 | 6.5148 | 25.2029 | Q2'27 | -19640.2614 | 33788.4755 | 12170.5827 | -33021.9163 | 951.2908 | 512.0456 | 17617.7171 | 26969.2502 | -955.6922 | 2010.0429 | 0.75032 | 47133.9289 | 22163.1975 | 23.7089 | 32.1816 | 27.4243 | 25.2243 | 26.6743 | 27.2673 | 674.6864 | 0.03 | 0.65822 | 6840.5154 | 20727.1634 | 19.7392 | 0 | -51240.3624 | 812.6073 | 20079.989 | -5508.7224 | 0.3585 | 22.3035 | 308.5364 | 308.5364 | -19640.2614 | 0 | 0 | 2254.3125 | 308.5364 | 308.5364 | 5807.5894 | 0 | 0 | 6.5148 | 417.929 | 111513.6182 | 17.6689 | 26.5054 | 41.0279 | -8.2771 | -7.2887 | 1.0924 | 2.0408 | 5.254 | 7.8849 | 3.7199 | 4.4657 | 5.7791 | 8712.7031 | 8628.3044 | 8628.3044 | 308.5364 | 301.7195 | 1081.9108 | FLAG: DCF EV below asset floor | 42.7692 | 0.15599 | 0.16174 | 13510.8578 | 8639.4639 | 120.8743 | 0 | 950.6973 | 12000 | 19.7231 | 22.2872 | 2643.7736 | -6.2084 | 3.0059 | 0 | 0 | 0 | -51240.3624 | 1.5536 | 1.09 | 25.2029 | 7.3617 | 25.2029 | 22.3035 | 22.3035 | 0 | 0 | 0 | 0 | 0 | 35.5119 | 16951.9227 | 12578.3267 | 11144.3333 | 0 | 308.5364 | 0 | 0 | 25.2029
BEAR ATM at 30% below $242.81 | 2161.0906 | 4287.2002 | 10944.1399 | 1840.9429 | -3929.7563 | 5599.2112 | -34363.024 | 0.01 | 0 | none to Q4'30 | 1000 | 23393.2766 | 5268.3404 | 1000 | 747.0023 | -6256.6395 | 10749.8274 | 27562.9798 | -1436.1783 | -34087.8704 | 0.75032 | 16992.5164 | 14072.7442 | 0 | 0 | 22.2728 | 20.0728 | 21.5228 | 21.8719 | 594.1494 | 0.02 | 0.57267 | 15567.2055 | 10944.1399 | 14.7366 | 0 | 1000 | 470.4468 | 12000 | -2079.0066 | 1 | 27.0975 | 691.2921 | 308.5364 | 1000 | 12.2705 | 0 | 998.76 | 308.5364 | 308.5364 | 1668.246 | 1732.5375 | 54753.3081 | -110.4825 | 155.7684 | 88718.5578 | 8.3139 | 17.1505 | 30.2918 | -13.6536 | -20.0976 | -3.5974 | -9.9393 | -0.54839 | -6.7347 | 3.3712 | 4.0471 | 5.1727 | 5354.4922 | 4257.6002 | 4257.6002 | 691.2921 | 189.4897 | 794.6073 | FLAG: DCF EV below asset floor | 42.7692 | 0.1246 | 0.086615 | 13510.8578 | 8639.4639 | 551.6212 | 1732.5375 | 1028.665 | 12000 | 0.033299 | 0.038294 | 1983.6663 | -14.9452 | -5.3227 | 52716.3426 | 370.4852 | 382.7557 | 1000 | 1.5344 | 1.3102 | 0 | 31.1622 | 0 | 0 | 0.01 | 5475330.8101 | 0 | 5475330.8101 | 5475330.8101 | 6042568.8181 | 0.033299 | 13676.5793 | 10148.0219 | 12008.3333 | 0 | 5475639.3465 | 382.7557 | 0 | 0.0115
BEAR ATM at 50% below | 2161.0906 | 4287.2002 | 10944.1399 | 1840.9429 | -3929.7563 | 5599.2112 | -34363.024 | 0.01 | 0 | none to Q4'30 | 1000 | 23393.2766 | 5268.3404 | 1000 | 747.0023 | -6256.6395 | 10749.8274 | 27562.9798 | -1436.1783 | -34087.8704 | 0.75032 | 16992.5164 | 14072.7442 | 0 | 0 | 22.2728 | 20.0728 | 21.5228 | 21.8719 | 594.1494 | 0.02 | 0.57267 | 14985.2153 | 10944.1399 | 14.7366 | 0 | 1000 | 470.4468 | 12000 | -2079.0066 | 1 | 26.9561 | 695.4908 | 308.5364 | 1000 | 12.2705 | 0 | 998.76 | 308.5364 | 308.5364 | 1668.246 | 1732.5375 | 54768.748 | -110.4825 | 155.7684 | 88718.5578 | 8.3139 | 17.1505 | 30.2918 | -13.6536 | -20.0976 | -3.5974 | -9.9393 | -0.54839 | -6.7347 | 3.3712 | 4.0471 | 5.1727 | 5354.4922 | 4257.6002 | 4257.6002 | 695.4908 | 189.4897 | 794.6073 | FLAG: DCF EV below asset floor | 42.7692 | 0.1246 | 0.086615 | 13510.8578 | 8639.4639 | 557.7557 | 1732.5375 | 1028.665 | 12000 | 0.033299 | 0.038294 | 1983.6663 | -14.9452 | -5.3227 | 53313.7727 | 374.6839 | 386.9544 | 1000 | 1.5344 | 1.3102 | 0 | 30.9996 | 0 | 0 | 0.01 | 5476874.8025 | 0 | 5476874.8025 | 5476874.8025 | 6042581.3621 | 0.033299 | 13676.5793 | 10148.0219 | 12008.3333 | 0 | 5477183.3389 | 386.9544 | 0 | 0.0115
BULL Avride alt: credit 50% of $2.75B AND add back PV of burn | 2822.9539 | 13514.6499 | 28701.9255 | 7841.1009 | 2018.4216 | 5282.0933 | 125480.8595 | 374.4688 | 410.202 | none to Q4'30 | 1000 | 37641.1606 | 18116.2303 | 1000 | 1212.1769 | 6323.5822 | 23963.3261 | 22480.1453 | -533.4734 | 141043.2873 | 0.75032 | 155548.9659 | 23092.6812 | 387.6045 | 514.5574 | 43.0417 | 40.8417 | 42.2917 | 46.9633 | 785.6562 | 0.035 | 0.70216 | 3640.143 | 28701.9255 | 19.0922 | 0 | 1000 | 1071.7478 | 26532.1624 | -8420.5494 | 0 | 335.225 | 510.7693 | 376.649 | 1000 | 12.2705 | 2090.2795 | 6953.8945 | 376.649 | 340.5689 | 8424.2506 | 0 | 41707.9573 | 413.3465 | 677.0695 | 116510.5514 | 33.4028 | 41.7499 | 56.5371 | -6.8655 | -0.51047 | 2.2479 | 8.6029 | 6.5361 | 15.7885 | 4.1849 | 5.0239 | 7.1347 | 12077.6392 | 13480.8204 | 13480.8204 | 510.7693 | 413.9493 | 1369.2143 | OK: DCF EV above asset floor | 42.7692 | 0.15599 | 0.21385 | 0 | 5739.348 | 184.1288 | 0 | 872.7296 | 12000 | 38.9302 | 43.6018 | 3188.6983 | -0.37946 | 9.7465 | 26153.8327 | 110.2839 | 146.6577 | 1000 | 1.7049 | 0.9052 | 410.202 | 375.452 | 406.1778 | 366.2518 | 366.2518 | 103.4579 | 24.619 | 128.0769 | 103.4579 | 108.9562 | 38.9302 | 18843.2506 | 13981.692 | 10419 | 0 | 456.0036 | 146.6577 | 0 | 406.1778
BULL Avride v0.6 (credit value, keep burn = double count) | 2822.9539 | 13514.6499 | 28701.9255 | 7841.1009 | 2018.4216 | 5282.0933 | 125480.8595 | 368.9191 | 403.9864 | none to Q4'30 | 1000 | 37641.1606 | 18116.2303 | 1000 | 1212.1769 | 6323.5822 | 23963.3261 | 22480.1453 | -533.4734 | 138953.0078 | 0.75032 | 155548.9659 | 23092.6812 | 381.7313 | 506.7605 | 43.0417 | 40.8417 | 42.2917 | 46.9633 | 785.6562 | 0.035 | 0.70216 | 3640.143 | 28701.9255 | 19.0922 | 0 | 1000 | 1071.7478 | 26532.1624 | -8420.5494 | 0 | 330.3701 | 499.2034 | 376.649 | 1000 | 12.2705 | 0 | 4863.615 | 376.649 | 340.0261 | 8424.2506 | 0 | 41707.9573 | 406.5717 | 677.0695 | 116510.5514 | 33.4028 | 41.7499 | 50.1693 | -6.8655 | -0.51047 | 2.2479 | 8.6029 | 6.5361 | 15.7885 | 4.1849 | 5.0239 | 7.1347 | 12077.6392 | 13480.8204 | 13480.8204 | 499.2034 | 413.9493 | 1369.2143 | OK: DCF EV above asset floor | 42.7692 | 0.15599 | 0.21385 | 0 | 9949.848 | 172.5628 | 0 | 872.7296 | 12000 | 32.5306 | 36.4342 | 3188.6983 | -0.37946 | 9.7465 | 26153.8327 | 110.2839 | 146.6577 | 1000 | 1.7049 | 0.9052 | 403.9864 | 370.0145 | 400.7203 | 360.7021 | 360.7021 | 104.6788 | 24.9978 | 129.6766 | 104.6788 | 109.7596 | 32.5306 | 18843.2506 | 13981.692 | 10419 | 0 | 457.2245 | 146.6577 | 0 | 400.7203
Sens: converts net-share settled (DilMethod 3) | 2465.0795 | 8209.2404 | 19716.7966 | 4213.144 | -1135.4902 | 5020.2646 | -898.814 | 0.01 | 0 | none to Q4'30 | 1000 | 33779.4469 | 11402.704 | 1000 | 951.2908 | -267.5658 | 17617.7171 | 26949.0429 | -955.6922 | -621.0962 | 0.75032 | 46166.2147 | 22149.4763 | 0 | 0 | 27.4243 | 25.2243 | 26.6743 | 27.2673 | 674.6864 | 0.03 | 0.65441 | 9750.4661 | 19716.7966 | 16.6917 | 0 | 1000 | 812.6073 | 20079.989 | -5508.7224 | 0.41448 | 75.1111 | 490.4205 | 308.5364 | 1000 | 12.2705 | 0 | 2254.3125 | 308.5364 | 308.5364 | 5631.6262 | 0 | 54467.8395 | -2.013 | 417.929 | 111441.9072 | 17.0986 | 25.9351 | 40.4576 | -8.2771 | -7.2887 | 1.0924 | 2.0408 | 5.254 | 7.8849 | 3.7199 | 4.4657 | 5.7791 | 8712.7031 | 8176.8737 | 8176.8737 | 491.6715 | 301.7195 | 1081.9108 | FLAG: DCF EV below asset floor | 42.7692 | 0.15599 | 0.16174 | 13510.8578 | 18589.3119 | 272.5554 | 0 | 950.6973 | 12000 | 5.0004 | 5.6504 | 2643.7736 | -6.2084 | 3.0059 | 38913.7148 | 169.164 | 181.4345 | 1000 | 1.5536 | 1.09 | 0 | 84.8755 | 27.1259 | 0 | 0.01 | 4182366.5559 | 901674.8768 | 5084041.4327 | 4182366.5559 | 1225.964 | 5.0004 | 16775.9595 | 12447.762 | 11144.3333 | 0 | 4182675.0922 | 181.4345 | 0 | 27.1259
GROSS - converts net-share settled | 2465.0795 | 8660.6712 | 20727.1634 | 4533.6598 | -833.4117 | 5020.6447 | 1732.3251 | 6.5148 | 0 | none to Q4'30 | 1000 | 33788.4755 | 12170.5827 | 1000 | 951.2908 | 456.5954 | 17617.7171 | 26969.2502 | -955.6922 | 2010.0429 | 0.75032 | 47133.9289 | 22163.1975 | 0 | 0 | 27.4243 | 25.2243 | 26.6743 | 27.2673 | 674.6864 | 0.03 | 0.65822 | 9750.4661 | 20727.1634 | 19.7392 | 0 | 1000 | 812.6073 | 20079.989 | -5508.7224 | 0.3585 | 78.4592 | 483.3068 | 308.5364 | 1000 | 12.2705 | 0 | 2254.3125 | 308.5364 | 308.5364 | 5807.5894 | 0 | 52819.1484 | 6.5148 | 417.929 | 111513.6182 | 17.6689 | 26.5054 | 41.0279 | -8.2771 | -7.2887 | 1.0924 | 2.0408 | 5.254 | 7.8849 | 3.7199 | 4.4657 | 5.7791 | 8712.7031 | 8628.3044 | 8628.3044 | 484.5044 | 301.7195 | 1081.9108 | FLAG: DCF EV below asset floor | 42.7692 | 0.15599 | 0.16174 | 13510.8578 | 18589.3119 | 261.6826 | 0 | 950.6973 | 12000 | 5.8993 | 6.6662 | 2643.7736 | -6.2084 | 3.0059 | 37265.0237 | 161.9968 | 174.2673 | 1000 | 1.5536 | 1.09 | 0 | 88.6589 | 33.2758 | 0 | 0.01 | 4017497.4475 | 901674.8768 | 4919172.3243 | 4017497.4475 | 979.1686 | 5.8993 | 16951.9227 | 12578.3267 | 11144.3333 | 0 | 4017805.9839 | 174.2673 | 0 | 33.2758
Sens: converts debt at accreted (CVDebtBasis 2) | 2465.0795 | 8209.2404 | 19716.7966 | 4213.144 | -1135.4902 | 5020.2646 | -898.814 | 0.01 | 0 | none to Q4'30 | 1000 | 33779.4469 | 11402.704 | 1000 | 951.2908 | -267.5658 | 17617.7171 | 26949.0429 | -955.6922 | -728.8208 | 0.75032 | 46166.2147 | 22149.4763 | 0 | 0 | 27.4243 | 25.2243 | 26.6743 | 27.2673 | 674.6864 | 0.03 | 0.65441 | 9750.4661 | 19716.7966 | 16.6917 | 0 | 1000 | 812.6073 | 20079.989 | -5508.7224 | 0.41448 | 74.984 | 491.6715 | 308.5364 | 1000 | 12.2705 | 0 | 2254.3125 | 308.5364 | 308.5364 | 5631.6262 | 0 | 54467.8395 | -2.3622 | 417.929 | 111441.9072 | 16.7494 | 25.586 | 40.1085 | -8.2771 | -7.2887 | 1.0924 | 2.0408 | 5.254 | 7.8849 | 3.7199 | 4.4657 | 5.7791 | 8712.7031 | 8176.8737 | 8176.8737 | 491.6715 | 301.7195 | 1081.9108 | FLAG: DCF EV below asset floor | 42.7692 | 0.15599 | 0.16174 | 13618.5824 | 18557.8371 | 272.5554 | 0 | 950.6973 | 12000 | 4.7941 | 5.4173 | 2643.7736 | -6.2084 | 3.0059 | 38913.7148 | 169.164 | 181.4345 | 1000 | 1.5536 | 1.09 | 0 | 84.7319 | 26.9504 | 0 | 0.01 | 4182366.5559 | 901674.8768 | 5084041.4327 | 4182366.5559 | 1233.2906 | 4.7941 | 16775.9595 | 12447.762 | 11144.3333 | 0 | 4182675.0922 | 181.4345 | 0 | 26.9504
RACK $3.8M IT | 2465.0795 | 8209.2404 | 19716.7966 | 4213.144 | -879.2618 | 4764.0362 | 710.0062 | 4.3675 | 0 | none to Q4'30 | 1000 | 32173.5096 | 11402.704 | 1000 | 951.2908 | 246.0328 | 16655.6616 | 26728.7312 | -955.6922 | 1347.5397 | 0.75032 | 45793.1395 | 21575.0856 | 0 | 0 | 27.4243 | 25.2243 | 26.6743 | 27.2673 | 674.6864 | 0.03 | 0.65441 | 10715.67 | 19716.7966 | 16.6917 | 0 | 1000 | 812.6073 | 20079.989 | -5508.7224 | 0.41448 | 75.4927 | 479.4909 | 308.5364 | 1000 | 12.2705 | 0 | 2254.3125 | 308.5364 | 308.5364 | 6522.7003 | 0 | 51665.8637 | 4.3675 | 417.929 | 108653.6027 | 21.1528 | 29.9894 | 44.5119 | -8.2771 | -7.2887 | 1.0924 | 2.0408 | 5.254 | 7.8849 | 3.7199 | 4.4657 | 5.7791 | 8712.7031 | 8176.8737 | 8176.8737 | 479.4909 | 301.7195 | 1081.9108 | FLAG: DCF EV below asset floor | 42.7692 | 0.15599 | 0.16174 | 13510.8578 | 18495.3462 | 253.8581 | 0 | 950.6973 | 12000 | 9.3833 | 10.6031 | 2643.7736 | -2.6604 | 6.5539 | 36111.739 | 156.9833 | 169.2538 | 1000 | 1.5536 | 1.2526 | 0 | 85.3067 | 27.0136 | 0 | 0.01 | 3902168.9765 | 901674.8768 | 4803843.8533 | 3902168.9765 | 1201.7239 | 9.3833 | 16775.9595 | 12447.762 | 10253.2593 | 0 | 3902477.5128 | 169.2538 | 0 | 27.0137
RACK $3.8M GROSS | 2465.0795 | 8660.6712 | 20727.1634 | 4533.6598 | -577.1833 | 4764.4163 | 4480.1245 | 16.5869 | 3.6241 | none to Q4'30 | 1000 | 32182.5382 | 12170.5827 | 1000 | 951.2908 | 970.194 | 16655.6616 | 26748.9385 | -955.6922 | 5117.658 | 0.75032 | 47928.0467 | 21588.8068 | 3.4092 | 4.6276 | 27.4243 | 25.2243 | 26.6743 | 27.2673 | 674.6864 | 0.03 | 0.65822 | 10715.67 | 20727.1634 | 19.7392 | 0 | 1000 | 812.6073 | 20079.989 | -5508.7224 | 0.3585 | 81.5014 | 472.5834 | 308.5364 | 1000 | 12.2705 | 0 | 2254.3125 | 308.5364 | 308.5364 | 6698.6635 | 0 | 50076.8913 | 16.5869 | 417.929 | 108725.3138 | 21.7232 | 30.5597 | 45.0822 | -8.2771 | -7.2887 | 1.0924 | 2.0408 | 5.254 | 7.8849 | 3.7199 | 4.4657 | 5.7791 | 8712.7031 | 8628.3044 | 8628.3044 | 472.5834 | 301.7195 | 1081.9108 | FLAG: DCF EV below asset floor | 42.7692 | 0.15599 | 0.16174 | 13510.8578 | 18495.3462 | 243.3762 | 0 | 950.6973 | 12000 | 10.3977 | 11.7494 | 2643.7736 | -2.6604 | 6.5539 | 34522.7667 | 150.0758 | 162.3463 | 1000 | 1.5536 | 1.2526 | 3.6241 | 92.0966 | 37.0425 | 3.2071 | 3.2071 | 11671.6666 | 2811.4573 | 14483.1238 | 11671.6666 | 863.5537 | 10.3977 | 16951.9227 | 12578.3267 | 10253.2593 | 0 | 11980.2029 | 162.3463 | 0 | 37.0425
RACK $4.0M IT | 2465.0795 | 8209.2404 | 19716.7966 | 4213.144 | -952.4699 | 4837.2443 | 251.8727 | 2.5495 | 0 | none to Q4'30 | 1000 | 32632.3489 | 11402.704 | 1000 | 951.2908 | 99.2903 | 16930.5346 | 26791.6774 | -955.6922 | 786.6017 | 0.75032 | 45899.7324 | 21739.1972 | 0 | 0 | 27.4243 | 25.2243 | 26.6743 | 27.2673 | 674.6864 | 0.03 | 0.65441 | 10439.8974 | 19716.7966 | 16.6917 | 0 | 1000 | 812.6073 | 20079.989 | -5508.7224 | 0.41448 | 75.4404 | 482.9572 | 308.5364 | 1000 | 12.2705 | 0 | 2254.3125 | 308.5364 | 308.5364 | 6268.1077 | 0 | 52463.239 | 2.5495 | 417.929 | 109450.2612 | 19.9945 | 28.831 | 43.3535 | -8.2771 | -7.2887 | 1.0924 | 2.0408 | 5.254 | 7.8849 | 3.7199 | 4.4657 | 5.7791 | 8712.7031 | 8176.8737 | 8176.8737 | 482.9572 | 301.7195 | 1081.9108 | FLAG: DCF EV below asset floor | 42.7692 | 0.15599 | 0.16174 | 13510.8578 | 18495.3462 | 259.1793 | 0 | 950.6973 | 12000 | 8.2249 | 9.2942 | 2643.7736 | -3.6741 | 5.5402 | 36909.1143 | 160.4496 | 172.7202 | 1000 | 1.5536 | 1.2014 | 0 | 85.2476 | 27.069 | 0 | 0.01 | 3981906.5081 | 901674.8768 | 4883581.385 | 3981906.5081 | 1208.5064 | 8.2249 | 16775.9595 | 12447.762 | 10507.8519 | 0 | 3982215.0445 | 172.7202 | 0 | 27.069
RACK $4.0M GROSS | 2465.0795 | 8660.6712 | 20727.1634 | 4533.6598 | -650.3915 | 4837.6244 | 2945.7193 | 11.2805 | 0 | none to Q4'30 | 1000 | 32641.3775 | 12170.5827 | 1000 | 951.2908 | 823.4515 | 16930.5346 | 26811.8847 | -955.6922 | 3480.4483 | 0.75032 | 46950.2656 | 21752.9185 | 0 | 0 | 27.4243 | 25.2243 | 26.6743 | 27.2673 | 674.6864 | 0.03 | 0.65822 | 10439.8974 | 20727.1634 | 19.7392 | 0 | 1000 | 812.6073 | 20079.989 | -5508.7224 | 0.3585 | 78.882 | 475.9057 | 308.5364 | 1000 | 12.2705 | 0 | 2254.3125 | 308.5364 | 308.5364 | 6444.0709 | 0 | 50841.1461 | 11.2805 | 417.929 | 109521.9722 | 20.5648 | 29.4014 | 43.9238 | -8.2771 | -7.2887 | 1.0924 | 2.0408 | 5.254 | 7.8849 | 3.7199 | 4.4657 | 5.7791 | 8712.7031 | 8628.3044 | 8628.3044 | 475.9057 | 301.7195 | 1081.9108 | FLAG: DCF EV below asset floor | 42.7692 | 0.15599 | 0.16174 | 13510.8578 | 18495.3462 | 248.4802 | 0 | 950.6973 | 12000 | 8.906 | 10.0637 | 2643.7736 | -3.6741 | 5.5402 | 35287.0214 | 153.3982 | 165.6687 | 1000 | 1.5536 | 1.2014 | 0 | 89.1367 | 33.4316 | 0 | 0.01 | 3819697.2156 | 901674.8768 | 4721372.0924 | 3819697.2156 | 957.1653 | 8.906 | 16951.9227 | 12578.3267 | 10507.8519 | 0 | 3820005.7519 | 165.6687 | 0 | 33.4316
RACK $4.5M IT | 2465.0795 | 8209.2404 | 19716.7966 | 4213.144 | -1135.4902 | 5020.2646 | -898.814 | 0.01 | 0 | none to Q4'30 | 1000 | 33779.4469 | 11402.704 | 1000 | 951.2908 | -267.5658 | 17617.7171 | 26949.0429 | -955.6922 | -621.0962 | 0.75032 | 46166.2147 | 22149.4763 | 0 | 0 | 27.4243 | 25.2243 | 26.6743 | 27.2673 | 674.6864 | 0.03 | 0.65441 | 9750.4661 | 19716.7966 | 16.6917 | 0 | 1000 | 812.6073 | 20079.989 | -5508.7224 | 0.41448 | 75.1111 | 491.6715 | 308.5364 | 1000 | 12.2705 | 0 | 2254.3125 | 308.5364 | 308.5364 | 5631.6262 | 0 | 54467.8395 | -2.013 | 417.929 | 111441.9072 | 17.0986 | 25.9351 | 40.4576 | -8.2771 | -7.2887 | 1.0924 | 2.0408 | 5.254 | 7.8849 | 3.7199 | 4.4657 | 5.7791 | 8712.7031 | 8176.8737 | 8176.8737 | 491.6715 | 301.7195 | 1081.9108 | FLAG: DCF EV below asset floor | 42.7692 | 0.15599 | 0.16174 | 13510.8578 | 18495.3462 | 272.5554 | 0 | 950.6973 | 12000 | 5.0004 | 5.6504 | 2643.7736 | -6.2084 | 3.0059 | 38913.7148 | 169.164 | 181.4345 | 1000 | 1.5536 | 1.09 | 0 | 84.8755 | 27.1259 | 0 | 0.01 | 4182366.5559 | 901674.8768 | 5084041.4327 | 4182366.5559 | 1225.9636 | 5.0004 | 16775.9595 | 12447.762 | 11144.3333 | 0 | 4182675.0922 | 181.4345 | 0 | 27.1259
RACK $4.5M GROSS | 2465.0795 | 8660.6712 | 20727.1634 | 4533.6598 | -833.4117 | 5020.6447 | 1732.3251 | 6.5148 | 0 | none to Q4'30 | 1000 | 33788.4755 | 12170.5827 | 1000 | 951.2908 | 456.5954 | 17617.7171 | 26969.2502 | -955.6922 | 2010.0429 | 0.75032 | 47133.9289 | 22163.1975 | 0 | 0 | 27.4243 | 25.2243 | 26.6743 | 27.2673 | 674.6864 | 0.03 | 0.65822 | 9750.4661 | 20727.1634 | 19.7392 | 0 | 1000 | 812.6073 | 20079.989 | -5508.7224 | 0.3585 | 78.4592 | 484.5044 | 308.5364 | 1000 | 12.2705 | 0 | 2254.3125 | 308.5364 | 308.5364 | 5807.5894 | 0 | 52819.1484 | 6.5148 | 417.929 | 111513.6182 | 17.6689 | 26.5054 | 41.0279 | -8.2771 | -7.2887 | 1.0924 | 2.0408 | 5.254 | 7.8849 | 3.7199 | 4.4657 | 5.7791 | 8712.7031 | 8628.3044 | 8628.3044 | 484.5044 | 301.7195 | 1081.9108 | FLAG: DCF EV below asset floor | 42.7692 | 0.15599 | 0.16174 | 13510.8578 | 18495.3462 | 261.6826 | 0 | 950.6973 | 12000 | 5.8993 | 6.6662 | 2643.7736 | -6.2084 | 3.0059 | 37265.0237 | 161.9968 | 174.2673 | 1000 | 1.5536 | 1.09 | 0 | 88.6589 | 33.2758 | 0 | 0.01 | 4017497.4475 | 901674.8768 | 4919172.3243 | 4017497.4475 | 979.1686 | 5.8993 | 16951.9227 | 12578.3267 | 11144.3333 | 0 | 4017805.9839 | 174.2673 | 0 | 33.2758
RACK $5.0M IT | 2465.0795 | 8209.2404 | 19716.7966 | 4213.144 | -1318.5105 | 5203.2849 | -2085.5049 | 0.01 | 0 | none to Q4'30 | 1000 | 34926.545 | 11402.704 | 1000 | 951.2908 | -634.4219 | 18304.8995 | 27106.4084 | -955.6922 | -2064.7983 | 0.75032 | 46432.697 | 22559.7554 | 0 | 0 | 27.4243 | 25.2243 | 26.6743 | 27.2673 | 674.6864 | 0.03 | 0.65441 | 9061.0348 | 19716.7966 | 16.6917 | 0 | 1000 | 812.6073 | 20079.989 | -5508.7224 | 0.41448 | 74.9353 | 500.4223 | 308.5364 | 1000 | 12.2705 | 0 | 2254.3125 | 308.5364 | 308.5364 | 4995.1447 | 0 | 56480.8422 | -6.6922 | 417.929 | 113433.5532 | 14.2027 | 23.0392 | 37.5617 | -8.2771 | -7.2887 | 1.0924 | 2.0408 | 5.254 | 7.8849 | 3.7199 | 4.4657 | 5.7791 | 8712.7031 | 8176.8737 | 8176.8737 | 500.4223 | 301.7195 | 1081.9108 | FLAG: DCF EV below asset floor | 42.7692 | 0.15599 | 0.16174 | 13510.8578 | 18495.3462 | 286.0104 | 0 | 950.6973 | 12000 | 2.1045 | 2.378 | 2643.7736 | -8.9519 | 0.4717 | 40926.7175 | 177.9148 | 190.1853 | 1000 | 1.5536 | 0.99758 | 0 | 84.6769 | 27.35 | 0 | 0.01 | 4383666.8238 | 901674.8768 | 5285341.7006 | 4383666.8238 | 1236.9099 | 2.1045 | 16775.9595 | 12447.762 | 11780.8148 | 0 | 4383975.3601 | 190.1853 | 0 | 27.3501
RACK $5.0M GROSS | 2465.0795 | 8660.6712 | 20727.1634 | 4533.6598 | -1016.432 | 5203.665 | 586.9913 | 1.9696 | 0 | none to Q4'30 | 1000 | 34935.5736 | 12170.5827 | 1000 | 951.2908 | 89.7393 | 18304.8995 | 27126.6157 | -955.6922 | 607.6978 | 0.75032 | 47400.4112 | 22573.4766 | 0 | 0 | 27.4243 | 25.2243 | 26.6743 | 27.2673 | 674.6864 | 0.03 | 0.65822 | 9061.0348 | 20727.1634 | 19.7392 | 0 | 1000 | 812.6073 | 20079.989 | -5508.7224 | 0.3585 | 78.1983 | 493.1254 | 308.5364 | 1000 | 12.2705 | 0 | 2254.3125 | 308.5364 | 308.5364 | 5171.1079 | 0 | 54802.2883 | 1.9696 | 417.929 | 113505.2643 | 14.773 | 23.6095 | 38.132 | -8.2771 | -7.2887 | 1.0924 | 2.0408 | 5.254 | 7.8849 | 3.7199 | 4.4657 | 5.7791 | 8712.7031 | 8628.3044 | 8628.3044 | 493.1254 | 301.7195 | 1081.9108 | FLAG: DCF EV below asset floor | 42.7692 | 0.15599 | 0.16174 | 13510.8578 | 18495.3462 | 274.9409 | 0 | 950.6973 | 12000 | 2.8963 | 3.2728 | 2643.7736 | -8.9519 | 0.4717 | 39248.1636 | 170.6179 | 182.8884 | 1000 | 1.5536 | 0.99758 | 0 | 88.3641 | 33.3285 | 0 | 0.01 | 4215811.4374 | 901674.8768 | 5117486.3142 | 4215811.4374 | 995.7051 | 2.8963 | 16951.9227 | 12578.3267 | 11780.8148 | 0 | 4216119.9738 | 182.8884 | 0 | 33.3285
RACK $5.5M IT | 2465.0795 | 8209.2404 | 19716.7966 | 4213.144 | -1501.5308 | 5386.3052 | -3303.1321 | 0.01 | 0 | none to Q4'30 | 1000 | 36073.6431 | 11402.704 | 1000 | 951.2908 | -1001.278 | 18992.082 | 27263.7739 | -955.6922 | -3539.4368 | 0.75032 | 46699.1793 | 22970.0344 | 0 | 0 | 27.4243 | 25.2243 | 26.6743 | 27.2673 | 674.6864 | 0.03 | 0.65441 | 8371.6035 | 19716.7966 | 16.6917 | 0 | 1000 | 812.6073 | 20079.989 | -5508.7224 | 0.41448 | 74.7015 | 509.1624 | 308.5364 | 1000 | 12.2705 | 0 | 2254.3125 | 308.5364 | 308.5364 | 4358.6632 | 0 | 58491.3679 | -11.4717 | 417.929 | 115425.1992 | 11.3068 | 20.1433 | 34.6658 | -8.2771 | -7.2887 | 1.0924 | 2.0408 | 5.254 | 7.8849 | 3.7199 | 4.4657 | 5.7791 | 8712.7031 | 8176.8737 | 8176.8737 | 509.1624 | 301.7195 | 1081.9108 | FLAG: DCF EV below asset floor | 42.7692 | 0.15599 | 0.16174 | 13510.8578 | 18495.3462 | 299.4546 | 0 | 950.6973 | 12000 | 0 | 0 | 2643.7736 | -12.1364 | -2.0625 | 42937.2433 | 186.6549 | 198.9254 | 1000 | 1.5536 | 0.91958 | 0 | 84.4127 | 27.586 | 0 | 0.01 | 4584719.4031 | 901674.8768 | 5486394.28 | 4584719.4031 | 1245.6421 | 0 | 16775.9595 | 12447.762 | 12417.2963 | 0 | 4585027.9395 | 198.9254 | 0 | 27.586
RACK $5.5M GROSS | 2465.0795 | 8660.6712 | 20727.1634 | 4533.6598 | -1199.4523 | 5386.6853 | -562.9323 | 0.01 | 0 | none to Q4'30 | 1000 | 36082.6717 | 12170.5827 | 1000 | 951.2908 | -277.1168 | 18992.082 | 27283.9812 | -955.6922 | -799.2369 | 0.75032 | 47666.8935 | 22983.7557 | 0 | 0 | 27.4243 | 25.2243 | 26.6743 | 27.2673 | 674.6864 | 0.03 | 0.65822 | 8371.6035 | 20727.1634 | 19.7392 | 0 | 1000 | 812.6073 | 20079.989 | -5508.7224 | 0.3585 | 77.883 | 501.7994 | 308.5364 | 1000 | 12.2705 | 0 | 2254.3125 | 308.5364 | 308.5364 | 4534.6264 | 0 | 56797.6231 | -2.5904 | 417.929 | 115496.9103 | 11.8771 | 20.7136 | 35.2361 | -8.2771 | -7.2887 | 1.0924 | 2.0408 | 5.254 | 7.8849 | 3.7199 | 4.4657 | 5.7791 | 8712.7031 | 8628.3044 | 8628.3044 | 501.7994 | 301.7195 | 1081.9108 | FLAG: DCF EV below asset floor | 42.7692 | 0.15599 | 0.16174 | 13510.8578 | 18495.3462 | 288.2858 | 0 | 950.6973 | 12000 | 0 | 0 | 2643.7736 | -12.1364 | -2.0625 | 41243.4984 | 179.2919 | 191.5624 | 1000 | 1.5536 | 0.91958 | 0 | 88.0078 | 33.4048 | 0 | 0.01 | 4415344.9164 | 901674.8768 | 5317019.7932 | 4415344.9164 | 1010.3196 | 0 | 16951.9227 | 12578.3267 | 12417.2963 | 0 | 4415653.4528 | 191.5624 | 0 | 33.4048
STRESS: one-off 31% cut to new-deal $/MW once Rubin ships | 2465.0795 | 7486.5359 | 16658.1638 | 3700.0238 | -1619.0948 | 5019.6572 | -19942.4771 | 0.01 | 0 | none to Q4'30 | 1000 | 33764.9928 | 9078.1431 | 1000 | 951.2908 | -2463.08 | 17617.7171 | 26887.8702 | -955.6922 | -19664.7593 | 0.75032 | 36717.3789 | 22081.2996 | 0 | 0 | 27.4243 | 25.2243 | 26.6743 | 27.2673 | 674.6864 | 0.03 | 0.60958 | 9750.4661 | 16658.1638 | 11.9797 | 0 | 1000 | 812.6073 | 20079.989 | -5508.7224 | 0.6007 | 46.2725 | 517.0408 | 308.5364 | 1000 | 12.2705 | 0 | 2254.3125 | 308.5364 | 308.5364 | 4734.0374 | 0 | 60694.8922 | -63.7356 | 417.929 | 111063.7155 | 14.1894 | 23.0259 | 37.5484 | -8.2771 | -7.2887 | 1.0924 | 2.0408 | 5.254 | 7.8849 | 3.7199 | 4.4657 | 5.7791 | 8712.7031 | 7454.1691 | 7454.1691 | 517.0408 | 301.7195 | 1081.9108 | FLAG: DCF EV below asset floor | 42.7692 | 0.15599 | 0.16174 | 13510.8578 | 18589.3119 | 315.3767 | 0 | 950.6973 | 12000 | 1.7844 | 2.0164 | 2643.7736 | -6.2084 | 3.0059 | 45140.7676 | 196.2339 | 208.5044 | 1000 | 1.5536 | 1.09 | 0 | 52.2879 | 0 | 0 | 0.01 | 4805071.8332 | 901674.8768 | 5706746.71 | 4805071.8332 | 3075176.3734 | 1.7844 | 15878.3708 | 11781.7511 | 11144.3333 | 0 | 4805380.3695 | 208.5044 | 0 | 0.0113
BULL - gross reading | 2822.9539 | 14326.0621 | 30419.9623 | 8425.3176 | 2569.4313 | 5282.8439 | 135952.8463 | 393.6192 | 431.6504 | none to Q4'30 | 1000 | 37657.3889 | 19439.1187 | 1000 | 1212.1769 | 7571.9637 | 23963.3261 | 22514.506 | -533.4734 | 148256.2446 | 0.75032 | 163368.4386 | 23380.9414 | 407.8713 | 541.4623 | 43.0417 | 40.8417 | 42.2917 | 46.9633 | 785.6562 | 0.035 | 0.70539 | 3640.143 | 30419.9623 | 22.5205 | 0 | 1000 | 1071.7478 | 26532.1624 | -8420.5494 | 0 | 352.3299 | 516.7133 | 376.649 | 1000 | 12.2705 | 0 | 3694.865 | 376.649 | 342.3243 | 8574.8398 | 0 | 39586.5405 | 436.7245 | 677.0695 | 116628.6599 | 33.8638 | 42.211 | 56.9934 | -6.8655 | -0.51047 | 2.2479 | 8.6029 | 6.5361 | 15.7885 | 4.1849 | 5.0239 | 7.1347 | 12077.6392 | 14292.2325 | 14292.2325 | 516.7133 | 413.9493 | 1369.2143 | OK: DCF EV above asset floor | 42.7692 | 0.15599 | 0.21385 | 0 | 0 | 186.2367 | 0 | 872.7296 | 12000 | 29.4134 | 32.943 | 3188.6983 | -0.37946 | 9.7465 | 24032.4158 | 101.3385 | 137.7122 | 1000 | 1.7049 | 0.9052 | 431.6504 | 394.6095 | 424.7835 | 385.4021 | 385.4021 | 94.0104 | 23.3957 | 117.4061 | 94.0104 | 101.0081 | 29.4134 | 18993.8398 | 14093.4291 | 10419 | 0 | 446.5561 | 137.7122 | 0 | 424.7835
BEAR - gross reading | 2161.0906 | 4428.4959 | 11255.8649 | 1938.4369 | -3838.1481 | 5599.4452 | -33180.6515 | 0.01 | 0 | none to Q4'30 | 1000 | 23396.1025 | 5499.0169 | 1000 | 747.0023 | -6039.7703 | 10749.8274 | 27569.2143 | -1436.1783 | -32905.4979 | 0.75032 | 17431.566 | 14136.3724 | 0 | 0 | 22.2728 | 20.0728 | 21.5228 | 21.8719 | 594.1494 | 0.02 | 0.57692 | 15276.2104 | 11255.8649 | 17.4559 | 0 | 1000 | 470.4468 | 12000 | -2079.0066 | 1 | 27.7266 | 687.3076 | 308.5364 | 1000 | 12.2705 | 0 | 998.76 | 308.5364 | 308.5364 | 1818.5258 | 1732.5375 | 53895.3526 | -106.6503 | 155.7684 | 88746.7012 | 8.801 | 17.6375 | 30.7788 | -13.6536 | -20.0976 | -3.5974 | -9.9393 | -0.54839 | -6.7347 | 3.3712 | 4.0471 | 5.1727 | 5354.4922 | 4398.8959 | 4398.8959 | 687.3076 | 189.4897 | 794.6073 | FLAG: DCF EV below asset floor | 42.7692 | 0.1246 | 0.086615 | 13510.8578 | 8639.4639 | 545.6281 | 1732.5375 | 1028.665 | 12000 | 0.52037 | 0.59843 | 1983.6663 | -14.9452 | -5.3227 | 52149.3822 | 366.5007 | 378.7712 | 1000 | 1.5344 | 1.3102 | 0 | 31.8856 | 0 | 0 | 0.01 | 5389535.2601 | 0 | 5389535.2601 | 5389535.2601 | 5946917.5626 | 0.52037 | 13826.8591 | 10259.5295 | 12008.3333 | 0 | 5389843.7964 | 378.7712 | 0 | 0.0115
Sens: peer adj. EBITDA margin 62% from FY28 (PeerMarginOn) | 2465.0795 | 8209.2404 | 19716.7966 | 4213.144 | -1135.4902 | 5020.2646 | -3573.5253 | 0.01 | 0 | none to Q4'30 | 1000 | 33779.4469 | 11402.704 | 1000 | 951.2908 | -267.5658 | 17617.7171 | 26949.0429 | -955.6922 | -3295.8075 | 0.75032 | 44282.5406 | 22149.4763 | 0 | 0 | 27.4243 | 25.2243 | 26.6743 | 27.2673 | 674.6864 | 0.03 | 0.62 | 9750.4661 | 19716.7966 | 16.6917 | 0 | 1000 | 812.6073 | 20079.989 | -5508.7224 | 0.41448 | 69.7722 | 491.9818 | 308.5364 | 1000 | 12.2705 | 0 | 2254.3125 | 308.5364 | 308.5364 | 5331.954 | 0 | 54539.2126 | -10.6821 | 417.929 | 111441.9072 | 16.1273 | 24.9639 | 39.4863 | -8.2771 | -7.2887 | 1.0924 | 2.0408 | 5.254 | 7.8849 | 3.7199 | 4.4657 | 5.7791 | 8712.7031 | 8176.8737 | 8176.8737 | 491.9818 | 301.7195 | 1081.9108 | FLAG: DCF EV below asset floor | 42.7692 | 0.15599 | 0.16174 | 13510.8578 | 18495.3462 | 273.0214 | 0 | 950.6973 | 12000 | 4.0291 | 4.5529 | 2643.7736 | -6.2084 | 3.0059 | 38985.088 | 169.4742 | 181.7447 | 1000 | 1.5536 | 1.09 | 0 | 78.8426 | 19.865 | 0 | 0.01 | 4189503.8731 | 901674.8768 | 5091178.75 | 4189503.8731 | 1638.7527 | 4.0291 | 16476.2874 | 12225.4052 | 11144.3333 | 0 | 4189812.4095 | 181.7447 | 0 | 19.8654
Sens: terminal g = 0 floor (TermRR = 0) | 2465.0795 | 8209.2404 | 19716.7966 | 4213.144 | -1135.4902 | 5020.2646 | -2095.5782 | 0.01 | 0 | none to Q4'30 | 1000 | 33779.4469 | 11402.704 | 1000 | 951.2908 | -267.5658 | 17617.7171 | 26949.0429 | -955.6922 | -1817.8604 | 0.75032 | 44969.4506 | 21504.3459 | 0 | 0 | 27.4243 | 25.2243 | 26.6743 | 27.2673 | 674.6864 | 0 | 0.65441 | 9750.4661 | 19716.7966 | 16.6917 | 0 | 1000 | 812.6073 | 20079.989 | -5508.7224 | 0.41448 | 72.677 | 491.6715 | 308.5364 | 1000 | 12.2705 | 0 | 2254.3125 | 308.5364 | 308.5364 | 5631.6262 | 0 | 54467.8395 | -5.8919 | 417.929 | 111441.9072 | 17.0986 | 25.9351 | 39.2884 | -8.2771 | -7.2887 | 1.0924 | 2.0408 | 5.254 | 7.8849 | 3.7199 | 4.4657 | 5.7791 | 8712.7031 | 8176.8737 | 8176.8737 | 491.6715 | 301.7195 | 1081.9108 | FLAG: DCF EV below asset floor | 42.7692 | 0.15599 | 0.16174 | 13510.8578 | 18495.3462 | 272.5554 | 0 | 950.6973 | 12000 | 5.0004 | 5.6504 | 2643.7736 | -6.2084 | 3.0059 | 38913.7148 | 169.164 | 181.4345 | 1000 | 1.5536 | 1.09 | 0 | 82.125 | 23.8438 | 0 | 0.01 | 4182366.5559 | 901674.8768 | 5084041.4327 | 4182366.5559 | 1380.4688 | 5.0004 | 16775.9595 | 12447.762 | 11144.3333 | 0 | 4182675.0922 | 181.4345 | 0 | 23.8439
Sens: MW basis company ~190 (history + forward) | 2459.5691 | 8214.6326 | 19744.8813 | 4192.852 | -1209.0252 | 5073.2919 | -792.1631 | 0.01 | 0 | none to Q4'30 | 1000 | 33779.5548 | 11401.8246 | 1000 | 936.1176 | -322.6414 | 17882.8102 | 26949.6046 | -970.6429 | -786.6993 | 0.68069 | 46249.9358 | 22204.6543 | 0 | 0 | 24.8793 | 22.6793 | 24.1293 | 24.7368 | 672.575 | 0.03 | 0.6542 | 9467.8175 | 19744.8813 | 16.6917 | 0 | 1000 | 820.1176 | 20079.989 | -5508.7224 | 0.41938 | 75.1853 | 492.9767 | 308.5364 | 1000 | 12.2705 | 0 | 2254.3125 | 308.5364 | 308.5364 | 5571.7523 | 0 | 54768.08 | -2.5498 | 425.4393 | 111710.1372 | 16.0221 | 24.8587 | 39.3811 | -8.2771 | -7.2887 | 1.0924 | 2.0408 | 5.254 | 7.8849 | 3.7199 | 4.4657 | 5.7791 | 8712.7031 | 8182.2659 | 8182.2659 | 492.9767 | 301.7195 | 1081.9108 | FLAG: DCF EV below asset floor | 42.7692 | 0.15599 | 0.16174 | 13510.8578 | 18495.3462 | 274.5622 | 0 | 950.6973 | 12000 | 3.9239 | 4.434 | 2643.7736 | -6.2084 | 3.0059 | 39213.9554 | 170.4691 | 182.7397 | 1000 | 1.5536 | 1.09 | 0 | 84.9594 | 27.3668 | 0 | 0.01 | 4212390.6101 | 901674.8768 | 5114065.4869 | 4212390.6101 | 1218.0173 | 3.9239 | 16716.0857 | 12403.3356 | 11144.3333 | 0 | 4212699.1464 | 182.7397 | 0 | 27.3668
Sens: MW basis MISMATCH (190 history, 173 forward) | 2411.482 | 8085.9936 | 19609.832 | 4125.6388 | -1270.7021 | 5072.9011 | -1142.0302 | 0.01 | 0 | none to Q4'30 | 1000 | 33776.982 | 11321.4108 | 1000 | 915.6938 | -396.7486 | 17881.8485 | 26946.9036 | -989.1286 | -1142.2823 | 0.68069 | 46131.5423 | 22202.323 | 0 | 0 | 24.8793 | 22.6793 | 24.1293 | 24.7368 | 657.9678 | 0.03 | 0.65411 | 9448.3055 | 19609.832 | 16.6917 | 0 | 1000 | 812.6073 | 20079.989 | -5508.7224 | 0.45152 | 74.776 | 493.9672 | 308.5364 | 1000 | 12.2705 | 0 | 2254.3125 | 308.5364 | 308.5364 | 5562.7167 | 0 | 54995.9222 | -3.7023 | 417.929 | 111698.0764 | 15.9743 | 24.8109 | 39.3333 | -8.2771 | -7.2887 | 1.0924 | 2.0408 | 5.254 | 7.8849 | 3.7199 | 4.4657 | 5.7791 | 8712.7031 | 8053.6269 | 8053.6269 | 493.9672 | 301.7195 | 1081.9108 | FLAG: DCF EV below asset floor | 42.7692 | 0.15599 | 0.16174 | 13510.8578 | 18495.3462 | 276.0699 | 0 | 950.6973 | 12000 | 3.8761 | 4.38 | 2643.7736 | -6.2084 | 3.0059 | 39441.7975 | 171.4596 | 183.7301 | 1000 | 1.5536 | 1.09 | 0 | 84.4969 | 26.6671 | 0 | 0.01 | 4235174.8252 | 901674.8768 | 5136849.702 | 4235174.8252 | 1252.659 | 3.8761 | 16707.05 | 12396.6311 | 11144.3333 | 0 | 4235483.3615 | 183.7301 | 0 | 26.6671
Sens: Q3'26 from June exit run-rate (JuneExitOn) | 2630.8027 | 8540.6868 | 20048.243 | 4448.4709 | -914.5812 | 5021.4246 | 117.3597 | 1.4389 | 0 | none to Q4'30 | 1000 | 33786.0759 | 11654.6032 | 1000 | 1052.382 | -31.4102 | 17621.0315 | 26955.6718 | -861.3129 | 443.9659 | 0.75032 | 46481.0148 | 22155.2799 | 0 | 0 | 27.4243 | 25.2243 | 26.6743 | 27.2673 | 757.548 | 0.03 | 0.65565 | 9848.6706 | 20048.243 | 16.6917 | 0 | 1000 | 812.6073 | 20079.989 | -5508.7224 | 0.41448 | 76.3817 | 488.3609 | 308.5364 | 1000 | 12.2705 | 0 | 2254.3125 | 308.5364 | 308.5364 | 5802.1701 | 0 | 53706.2832 | 1.4389 | 417.929 | 111471.7374 | 17.8098 | 26.6463 | 41.1688 | -8.2771 | -7.2887 | 1.0924 | 2.0408 | 5.254 | 7.8849 | 3.7199 | 4.4657 | 5.7791 | 8712.7031 | 8508.32 | 8508.32 | 488.3609 | 301.7195 | 1081.9108 | FLAG: DCF EV below asset floor | 42.7692 | 0.15599 | 0.16174 | 13510.8578 | 18495.3462 | 267.5138 | 0 | 950.6973 | 12000 | 5.9331 | 6.7044 | 2643.7736 | -6.2084 | 3.0059 | 38152.1586 | 165.8534 | 178.1239 | 1000 | 1.5536 | 1.09 | 0 | 86.3113 | 29.2628 | 0 | 0.01 | 4106210.9317 | 901674.8768 | 5007885.8086 | 4106210.9317 | 1128.2652 | 5.9331 | 16946.5034 | 12574.3055 | 11144.3333 | 0 | 4106519.4681 | 178.1239 | 0 | 29.2629
Sens: Vineland shutdown prob-weighted (VinShutSel=7) | 2397.0443 | 8198.2647 | 19716.7966 | 4205.3512 | -1142.5389 | 5019.9595 | -945.4149 | 0.01 | 0 | none to Q4'30 | 1000 | 33779.2274 | 11402.704 | 1000 | 909.7893 | -267.2497 | 17616.3563 | 26949.0429 | -994.4723 | -667.6971 | 0.75032 | 46166.0868 | 22149.1508 | 0 | 0 | 27.4243 | 25.2243 | 26.6743 | 27.2673 | 674.6864 | 0.03 | 0.65441 | 9710.3253 | 19716.7966 | 16.6917 | 79.011 | 1000 | 812.6073 | 20079.989 | -5508.7224 | 0.42602 | 75.0833 | 491.8841 | 308.5364 | 1000 | 12.2705 | 0 | 2254.3125 | 308.5364 | 308.5364 | 5595.8056 | 0 | 54516.7496 | -2.1641 | 417.929 | 111440.327 | 16.9825 | 25.819 | 40.3415 | -8.2771 | -7.2887 | 1.0924 | 2.0408 | 5.254 | 7.8849 | 3.7199 | 4.4657 | 5.7791 | 8712.7031 | 8165.8979 | 8165.8979 | 491.8841 | 301.7195 | 1081.9108 | FLAG: DCF EV below asset floor | 42.7692 | 0.15599 | 0.16174 | 13510.8578 | 18495.3462 | 272.882 | 0 | 950.6973 | 12000 | 4.8843 | 5.5192 | 2632.7979 | -6.2084 | 3.0059 | 38962.6249 | 169.3766 | 181.6471 | 1000 | 1.5536 | 1.09 | 0 | 84.8442 | 27.107 | 0 | 0.01 | 4187257.5672 | 901674.8768 | 5088932.444 | 4187257.5672 | 1227.129 | 4.8843 | 16740.1389 | 12421.1831 | 11144.3333 | 0 | 4187566.1036 | 181.6471 | 0 | 27.1071
Sens: Vineland full 3 months (VinShutSel=6) | 2241.1241 | 8062.6514 | 19716.7966 | 4109.0658 | -1232.3693 | 5018.929 | -1125.0127 | 0.01 | 0 | none to Q4'30 | 1000 | 33776.5151 | 11402.704 | 1000 | 814.678 | -266.0836 | 17613.2379 | 26949.0429 | -1083.3468 | -847.2949 | 0.75032 | 46165.6148 | 22147.9496 | 0 | 0 | 27.4243 | 25.2243 | 26.6743 | 27.2673 | 674.6864 | 0.03 | 0.65441 | 9618.3324 | 19716.7966 | 16.6917 | 370.5445 | 1000 | 812.6073 | 20079.989 | -5508.7224 | 0.46861 | 74.9781 | 492.7085 | 308.5364 | 1000 | 12.2705 | 0 | 2254.3125 | 308.5364 | 308.5364 | 5439.5434 | 0 | 54706.3964 | -2.7462 | 417.929 | 111434.4963 | 16.476 | 25.3126 | 39.835 | -8.2771 | -7.2887 | 1.0924 | 2.0408 | 5.254 | 7.8849 | 3.7199 | 4.4657 | 5.7791 | 8712.7031 | 8030.2846 | 8030.2846 | 492.7085 | 301.7195 | 1081.9108 | FLAG: DCF EV below asset floor | 42.7692 | 0.15599 | 0.16174 | 13510.8578 | 18495.3462 | 274.1484 | 0 | 950.6973 | 12000 | 4.3778 | 4.9469 | 2497.1846 | -6.2084 | 3.0059 | 39152.2718 | 170.201 | 182.4715 | 1000 | 1.5536 | 1.09 | 0 | 84.7252 | 27.0371 | 0 | 0.01 | 4206222.2485 | 901674.8768 | 5107897.1254 | 4206222.2485 | 1231.5199 | 4.3778 | 16583.8768 | 12305.2366 | 11144.3333 | 0 | 4206530.7849 | 182.4715 | 0 | 27.0372
Sens: Bloom slips 2 quarters (T5-T9 +2 qtrs) | 2465.0795 | 7212.1682 | 19716.7966 | 3527.0157 | -1780.8198 | 5019.3487 | -1501.8561 | 0.01 | 0 | none to Q4'30 | 1000 | 33759.5055 | 11402.704 | 1000 | 951.2908 | -263.5775 | 17617.7171 | 26949.0429 | -955.6922 | -1224.1383 | 0.75032 | 46164.6004 | 22145.3683 | 0 | 0 | 27.4243 | 25.2243 | 26.6743 | 27.2673 | 674.6864 | 0.03 | 0.65441 | 9750.4661 | 19716.7966 | 16.6917 | 0 | 1000 | 812.6073 | 20079.989 | -5508.7224 | 0.56012 | 74.8006 | 494.5729 | 308.5364 | 1000 | 12.2705 | 0 | 2254.3125 | 308.5364 | 308.5364 | 5498.8277 | 0 | 55135.2607 | -3.9676 | 497.929 | 111421.9657 | 16.6682 | 25.5047 | 40.0272 | -8.2771 | -7.2887 | 1.0924 | 2.0408 | 5.254 | 7.8849 | 3.7199 | 4.4657 | 5.7791 | 8712.7031 | 7179.8015 | 7179.8015 | 494.5729 | 301.7195 | 1081.9108 | FLAG: DCF EV below asset floor | 42.7692 | 0.15599 | 0.16174 | 13510.8578 | 18495.3462 | 277.0083 | 0 | 950.6973 | 12000 | 4.57 | 5.1641 | 1646.7015 | -6.2084 | 3.0059 | 39581.1361 | 172.0653 | 184.3358 | 1000 | 1.5536 | 1.09 | 0 | 84.5247 | 26.9363 | 0 | 0.01 | 4249108.6827 | 901674.8768 | 5150783.5595 | 4249108.6827 | 1239.4677 | 4.57 | 16643.161 | 12349.2255 | 11144.3333 | 0 | 4249417.219 | 184.3358 | 0 | 26.9363
Sens: Vineland prob-weighted + Bloom slips 2 qtrs | 2397.0443 | 7201.1925 | 19716.7966 | 3519.2229 | -1787.8684 | 5019.0437 | -1548.4569 | 0.01 | 0 | none to Q4'30 | 1000 | 33759.286 | 11402.704 | 1000 | 909.7893 | -263.2614 | 17616.3563 | 26949.0429 | -994.4723 | -1270.7392 | 0.75032 | 46164.4725 | 22145.0428 | 0 | 0 | 27.4243 | 25.2243 | 26.6743 | 27.2673 | 674.6864 | 0.03 | 0.65441 | 9710.3253 | 19716.7966 | 16.6917 | 79.011 | 1000 | 812.6073 | 20079.989 | -5508.7224 | 0.57166 | 74.7732 | 494.7855 | 308.5364 | 1000 | 12.2705 | 0 | 2254.3125 | 308.5364 | 308.5364 | 5463.0071 | 0 | 55184.1709 | -4.1186 | 497.929 | 111420.3855 | 16.5521 | 25.3886 | 39.9111 | -8.2771 | -7.2887 | 1.0924 | 2.0408 | 5.254 | 7.8849 | 3.7199 | 4.4657 | 5.7791 | 8712.7031 | 7168.8258 | 7168.8258 | 494.7855 | 301.7195 | 1081.9108 | FLAG: DCF EV below asset floor | 42.7692 | 0.15599 | 0.16174 | 13510.8578 | 18495.3462 | 277.3349 | 0 | 950.6973 | 12000 | 4.4539 | 5.0329 | 1635.7258 | -6.2084 | 3.0059 | 39630.0462 | 172.278 | 184.5485 | 1000 | 1.5536 | 1.09 | 0 | 84.4937 | 26.9178 | 0 | 0.01 | 4253999.694 | 901674.8768 | 5155674.5709 | 4253999.694 | 1240.6282 | 4.4539 | 16607.3404 | 12322.6466 | 11144.3333 | 0 | 4254308.2304 | 184.5485 | 0 | 26.9178
Sens: prepayments OFF | 2465.0795 | 8209.2404 | 19716.7966 | 4213.144 | -1135.4902 | 5020.2646 | -3198.4781 | 0.01 | 0 | none to Q4'30 | 1000 | 33779.4469 | 11402.704 | 1000 | 951.2908 | -267.5658 | 17617.7171 | 26949.0429 | -955.6922 | -4120.7604 | 0.75032 | 46166.2147 | 22149.4763 | 0 | 0 | 27.4243 | 25.2243 | 26.6743 | 27.2673 | 674.6864 | 0.03 | 0.65441 | 7339.9661 | 19716.7966 | 16.6917 | 0 | 1000 | 812.6073 | 0 | -355.2636 | 0.41448 | 87.0732 | 557.2907 | 308.5364 | 1000 | 12.2705 | 0 | 2254.3125 | 308.5364 | 308.5364 | 5631.6262 | 0 | 69562.5896 | -13.3558 | 417.929 | 111441.9072 | 13.2092 | 22.0458 | 36.5683 | -8.2771 | -7.2887 | 1.0924 | 2.0408 | 5.254 | 7.8849 | 3.7199 | 4.4657 | 5.7791 | 8712.7031 | 8176.8737 | 8176.8737 | 557.2907 | 301.7195 | 1081.9108 | FLAG: DCF EV below asset floor | 42.7692 | 0.15599 | 0.16174 | 13510.8578 | 18495.3462 | 372.4234 | 0 | 950.6973 | 0 | 1.111 | 1.2555 | 2643.7736 | -6.2084 | 3.0059 | 54008.465 | 234.7832 | 247.0537 | 1000 | 1.5536 | 1.09 | 0 | 98.3927 | 35.5634 | 0 | 0.01 | 5691841.5687 | 901674.8768 | 6593516.4455 | 5691841.5687 | 1230.3263 | 1.111 | 16775.9595 | 12447.762 | 11144.3333 | 0 | 5692150.105 | 247.0537 | 0 | 35.5634
Capacity proposed path (MWSel=4) | 2518.2803 | 9113.1821 | 22346.4237 | 4653.4039 | -1150.0848 | 5438.9614 | 725.1936 | 3.7669 | 0 | none to Q4'30 | 1000 | 38349.2372 | 12882.7058 | 1000 | 973.5853 | 67.44 | 18469.313 | 27001.6354 | -935.5258 | 1162.2203 | 0.75032 | 49212.2305 | 23248.9097 | 0 | 0 | 27.4243 | 25.2243 | 26.6743 | 27.2673 | 674.6864 | 0.03 | 0.65353 | 8922.5587 | 22346.4237 | 16.6917 | 0 | 1000 | 960.6073 | 20079.989 | -5508.7224 | 0.29201 | 81.9902 | 501.7869 | 308.5364 | 1000 | 12.2705 | 0 | 2254.3125 | 308.5364 | 308.5364 | 5596.6044 | 0 | 56794.729 | 3.7669 | 565.929 | 117035.9375 | 17.5014 | 26.338 | 40.8604 | -8.2771 | -7.2887 | 1.0924 | 2.0408 | 5.254 | 7.8849 | 3.7199 | 4.4657 | 5.7791 | 8712.7031 | 9080.8153 | 9080.8153 | 501.7869 | 301.7195 | 1081.9108 | FLAG: DCF EV below asset floor | 42.7692 | 0.15599 | 0.16174 | 13510.8578 | 18495.3462 | 288.4694 | 0 | 950.6973 | 12000 | 5.7318 | 6.477 | 2643.7736 | -6.2084 | 3.0059 | 41240.6043 | 179.2793 | 191.5498 | 1000 | 1.5536 | 1.09 | 0 | 92.6489 | 41.7208 | 0 | 0.01 | 4415055.5082 | 901674.8768 | 5316730.385 | 4415055.5082 | 803.2311 | 5.7318 | 16740.9377 | 12421.7758 | 11144.3333 | 0 | 4415364.0445 | 191.5498 | 0 | 41.7208
Capacity proposed path, prepayments OFF | 2518.2803 | 9113.1821 | 22346.4237 | 4653.4039 | -1150.0848 | 5438.9614 | -1574.4705 | 0.01 | 0 | none to Q4'30 | 1000 | 38349.2372 | 12882.7058 | 1000 | 973.5853 | 67.44 | 18469.313 | 27001.6354 | -935.5258 | -2337.4438 | 0.75032 | 49212.2305 | 23248.9097 | 0 | 0 | 27.4243 | 25.2243 | 26.6743 | 27.2673 | 674.6864 | 0.03 | 0.65353 | 6512.0587 | 22346.4237 | 16.6917 | 0 | 1000 | 960.6073 | 0 | -355.2636 | 0.29201 | 92.7442 | 567.3213 | 308.5364 | 1000 | 12.2705 | 0 | 2254.3125 | 308.5364 | 308.5364 | 5596.6044 | 0 | 71869.9823 | -7.5759 | 565.929 | 117035.9375 | 13.6121 | 22.4486 | 36.9711 | -8.2771 | -7.2887 | 1.0924 | 2.0408 | 5.254 | 7.8849 | 3.7199 | 4.4657 | 5.7791 | 8712.7031 | 9080.8153 | 9080.8153 | 567.3213 | 301.7195 | 1081.9108 | FLAG: DCF EV below asset floor | 42.7692 | 0.15599 | 0.16174 | 13510.8578 | 18495.3462 | 388.2153 | 0 | 950.6973 | 0 | 1.5139 | 1.7107 | 2643.7736 | -6.2084 | 3.0059 | 56315.8576 | 244.8138 | 257.0843 | 1000 | 1.5536 | 1.09 | 0 | 104.801 | 48.2798 | 0 | 0.01 | 5922580.8352 | 901674.8768 | 6824255.7121 | 5922580.8352 | 920.7499 | 1.5139 | 16740.9377 | 12421.7758 | 11144.3333 | 0 | 5922889.3716 | 257.0843 | 0 | 48.2798
Sens: new-deal pricing OFF (GPU-hour engine for new MW) | 2465.0795 | 8730.4268 | 23124.7552 | 4583.1863 | -786.8051 | 5020.7744 | 49803.3239 | 159.6801 | 167.0811 | none to Q4'30 | 1000 | 33789.8707 | 13992.7525 | 1111.6269 | 951.2908 | 2180.3817 | 17617.7171 | 27017.2021 | -955.6922 | 53449.7906 | 0.75032 | 87039.6434 | 23422.6483 | 157.1767 | 213.3459 | 27.4243 | 25.2243 | 26.6743 | 27.2673 | 674.6864 | 0.03 | 0.68888 | 9750.4661 | 23124.7552 | 16.6917 | 0 | 1000 | 812.6073 | 20079.989 | -5508.7224 | 0.41448 | 174.767 | 479.1702 | 334.7305 | 1000 | 12.2705 | 0 | 2254.3125 | 334.7305 | 313.6336 | 6323.9775 | 0 | 48579.3046 | 162.3181 | 417.929 | 111908.6668 | 19.3426 | 28.1791 | 42.7016 | -8.2771 | -7.2887 | 1.0924 | 2.0408 | 5.254 | 7.8849 | 3.7199 | 4.4657 | 5.7791 | 8712.7031 | 8698.06 | 8698.06 | 479.1702 | 301.7195 | 1081.9108 | OK: DCF EV above asset floor | 42.7692 | 0.15599 | 0.16174 | 10142.1089 | 16871.316 | 220.7744 | 0 | 950.6973 | 12000 | 8.1282 | 9.1848 | 2643.7736 | -6.2084 | 3.0059 | 33025.18 | 143.5656 | 157.5368 | 1000 | 1.5536 | 1.09 | 167.0811 | 197.4867 | 182.2351 | 147.8594 | 147.8594 | 244.7365 | 60.9819 | 305.7184 | 244.7365 | 197.6394 | 8.1282 | 17468.3108 | 12961.4866 | 11144.3333 | 0 | 566.3699 | 157.5368 | 0 | 182.2351
ND: bear $14.5M/IT MW ($3.37/GPU-hr) | 2465.0795 | 7998.1483 | 19244.3424 | 4063.2686 | -1276.7441 | 5020.0868 | -2164.5394 | 0.01 | 0 | none to Q4'30 | 1000 | 33775.2251 | 11043.6387 | 1000 | 951.2908 | -606.1884 | 17617.7171 | 26939.5938 | -955.6922 | -1886.8216 | 0.75032 | 45713.7051 | 22143.0601 | 0 | 0 | 27.4243 | 25.2243 | 26.6743 | 30.0881 | 674.6864 | 0.03 | 0.65256 | 9750.4661 | 19244.3424 | 15.2668 | 0 | 1000 | 812.6073 | 20079.989 | -5508.7224 | 0.44714 | 73.6324 | 495.1158 | 308.5364 | 1000 | 12.2705 | 0 | 2254.3125 | 308.5364 | 308.5364 | 5543.7602 | 0 | 55260.1409 | -6.1154 | 417.929 | 111408.3746 | 16.8138 | 25.6503 | 40.1728 | -8.2771 | -7.2887 | 1.0924 | 2.0408 | 5.254 | 7.8849 | 3.3712 | 4.0471 | 5.7791 | 8712.7031 | 7965.7816 | 7965.7816 | 495.1158 | 301.7195 | 1081.9108 | FLAG: DCF EV below asset floor | 42.7692 | 0.15599 | 0.16174 | 13510.8578 | 18495.3462 | 277.7793 | 0 | 950.6973 | 12000 | 4.7156 | 5.3286 | 2643.7736 | -10.147 | -1.1076 | 39706.0163 | 172.6082 | 184.8787 | 1000 | 1.7143 | 1.09 | 0 | 83.2046 | 24.392 | 0 | 0.01 | 4261596.7006 | 901674.8768 | 5163271.5774 | 4261596.7006 | 1376.0217 | 4.7156 | 16688.0936 | 12382.5654 | 11144.3333 | 0 | 4261905.237 | 184.8787 | 0 | 24.3921
ND: mix-shift $18M/IT MW ($4.18) | 2465.0795 | 8490.6965 | 20346.7357 | 4412.9778 | -947.1517 | 5020.5016 | 743.6525 | 3.3104 | 0 | none to Q4'30 | 1000 | 33785.076 | 11881.4576 | 1000 | 951.2908 | 183.9311 | 17617.7171 | 26961.6417 | -955.6922 | 1021.3703 | 0.75032 | 46769.5609 | 22158.0311 | 0 | 0 | 27.4243 | 25.2243 | 26.6743 | 24.2376 | 674.6864 | 0.03 | 0.6568 | 9750.4661 | 20346.7357 | 18.5918 | 0 | 1000 | 812.6073 | 20079.989 | -5508.7224 | 0.37771 | 77.2638 | 487.1847 | 308.5364 | 1000 | 12.2705 | 0 | 2254.3125 | 308.5364 | 308.5364 | 5743.1455 | 0 | 53435.718 | 3.3104 | 417.929 | 111486.6173 | 17.46 | 26.2966 | 40.8191 | -8.2771 | -7.2887 | 1.0924 | 2.0408 | 5.254 | 7.8849 | 4.1849 | 5.0239 | 5.7791 | 8712.7031 | 8458.3297 | 8458.3297 | 487.1847 | 301.7195 | 1081.9108 | FLAG: DCF EV below asset floor | 42.7692 | 0.15599 | 0.16174 | 13510.8578 | 18495.3462 | 265.749 | 0 | 950.6973 | 12000 | 5.6905 | 6.4302 | 2643.7736 | -1.8755 | 8.4907 | 37881.5933 | 164.6772 | 176.9477 | 1000 | 1.3809 | 1.09 | 0 | 87.3081 | 31.0378 | 0 | 0.01 | 4079154.4045 | 901674.8768 | 4980829.2813 | 4079154.4045 | 1058.4717 | 5.6905 | 16887.4788 | 12530.5093 | 11144.3333 | 0 | 4079462.9408 | 176.9477 | 0 | 31.0378
ND: $20M/IT MW ($4.65) | 2465.0795 | 8772.1525 | 20976.6747 | 4612.8116 | -758.8131 | 5020.7386 | 2376.8633 | 8.6038 | 0 | none to Q4'30 | 1000 | 33790.7052 | 12360.2113 | 1000 | 951.2908 | 635.4279 | 17617.7171 | 26974.2404 | -955.6922 | 2654.5811 | 0.75032 | 47372.9071 | 22166.586 | 0 | 0 | 27.4243 | 25.2243 | 26.6743 | 21.8139 | 674.6864 | 0.03 | 0.65913 | 9750.4661 | 20976.6747 | 20.4917 | 0 | 1000 | 812.6073 | 20079.989 | -5508.7224 | 0.34692 | 79.2424 | 482.7464 | 308.5364 | 1000 | 12.2705 | 0 | 2254.3125 | 308.5364 | 308.5364 | 5848.7373 | 0 | 52414.7586 | 8.6038 | 417.929 | 111531.3274 | 17.8023 | 26.6388 | 41.1613 | -8.2771 | -7.2887 | 1.0924 | 2.0408 | 5.254 | 7.8849 | 4.6499 | 5.5822 | 5.7791 | 8712.7031 | 8739.7858 | 8739.7858 | 482.7464 | 301.7195 | 1081.9108 | FLAG: DCF EV below asset floor | 42.7692 | 0.15599 | 0.16174 | 13510.8578 | 18495.3462 | 259.0156 | 0 | 950.6973 | 12000 | 6.0327 | 6.8169 | 2643.7736 | 2.4575 | 13.9754 | 36860.634 | 160.2389 | 172.5094 | 1000 | 1.2428 | 1.09 | 0 | 89.5439 | 34.7531 | 0 | 0.01 | 3977058.4717 | 901674.8768 | 4878733.3485 | 3977058.4717 | 932.2413 | 6.0327 | 16993.0706 | 12608.8584 | 11144.3333 | 0 | 3977367.008 | 172.5094 | 0 | 34.7531
ND: v0.7 $22M/IT MW ($5.12) - sensitivity | 2465.0795 | 9053.6086 | 21606.6137 | 4812.6454 | -570.4745 | 5020.9756 | 4877.9797 | 16.7102 | 3.8889 | none to Q4'30 | 1000 | 33796.3343 | 12838.9649 | 1000 | 951.2908 | 1086.9248 | 17617.7171 | 26986.8392 | -955.6922 | 5155.6975 | 0.75032 | 48863.9887 | 22175.1409 | 3.6584 | 4.9658 | 27.4243 | 25.2243 | 26.6743 | 19.8308 | 674.6864 | 0.03 | 0.66139 | 9750.4661 | 21606.6137 | 22.3917 | 0 | 1000 | 812.6073 | 20079.989 | -5508.7224 | 0.32078 | 83.5175 | 478.5927 | 308.5364 | 1000 | 12.2705 | 0 | 2254.3125 | 308.5364 | 308.5364 | 5948.8989 | 0 | 51459.2418 | 16.7102 | 417.929 | 111576.0374 | 18.1269 | 26.9634 | 41.4859 | -8.2771 | -7.2887 | 1.0924 | 2.0408 | 5.254 | 7.8849 | 5.1149 | 6.1404 | 5.7791 | 8712.7031 | 9021.2419 | 9021.2419 | 478.5927 | 301.7195 | 1081.9108 | FLAG: DCF EV below asset floor | 42.7692 | 0.15599 | 0.16174 | 13510.8578 | 18495.3462 | 252.7109 | 0 | 950.6973 | 12000 | 6.9125 | 7.8111 | 2643.7736 | 6.7904 | 19.4601 | 35905.1171 | 156.0851 | 168.3556 | 1000 | 1.1299 | 1.09 | 3.8889 | 94.3748 | 41.6481 | 3.4415 | 3.4415 | 11278.3825 | 2619.9707 | 13898.3532 | 11278.3825 | 773.4087 | 6.9125 | 17093.2322 | 12683.1783 | 11144.3333 | 0 | 11586.9189 | 168.3556 | 0 | 41.6481
ND: $22M per GROSS MW = $26.4M/IT MW ($6.14) - sensitivity | 2465.0795 | 9674.3259 | 22995.868 | 5253.3547 | -155.1166 | 5021.4983 | 13934.8398 | 46.0644 | 37.1848 | none to Q4'30 | 1000 | 33808.7486 | 13894.7982 | 1000 | 951.2908 | 2082.6464 | 17617.7171 | 27014.6243 | -955.6922 | 14212.5576 | 0.75032 | 55748.5329 | 22194.0076 | 34.9805 | 47.4813 | 27.4243 | 25.2243 | 26.6743 | 19.8308 | 674.6864 | 0.03 | 0.66613 | 9750.4661 | 22995.868 | 26.582 | 0 | 1000 | 812.6073 | 20079.989 | -5508.7224 | 0.27507 | 100.3006 | 470.4306 | 308.5364 | 1000 | 12.2705 | 0 | 2254.3125 | 308.5364 | 308.5364 | 6152.7087 | 0 | 49581.6871 | 46.0644 | 417.929 | 111674.6401 | 18.7875 | 27.624 | 42.1465 | -8.2771 | -7.2887 | 1.0924 | 2.0408 | 5.254 | 7.8849 | 5.1149 | 6.1404 | 5.7791 | 8712.7031 | 9641.9592 | 9641.9592 | 470.4306 | 301.7195 | 1081.9108 | OK: DCF EV above asset floor | 42.7692 | 0.15599 | 0.16174 | 13510.8578 | 18495.3462 | 240.3213 | 0 | 950.6973 | 12000 | 7.6842 | 8.6831 | 2643.7736 | 6.7904 | 19.4601 | 34027.5625 | 147.9231 | 160.1936 | 1000 | 1.1299 | 1.09 | 37.1848 | 113.3396 | 67.5768 | 32.9069 | 32.9069 | 1122.4844 | 274.0076 | 1396.492 | 1122.4844 | 478.7679 | 7.6842 | 17297.042 | 12834.4052 | 11144.3333 | 0 | 1431.0208 | 160.1936 | 0 | 67.5768
PREPAY: guidance case $4.5B H2'26 then Q2 pace | 2465.0795 | 8209.2404 | 19716.7966 | 4213.144 | -1135.4902 | 5020.2646 | -1502.8233 | 0.01 | 0 | none to Q4'30 | 1000 | 33779.4469 | 11402.704 | 1000 | 951.2908 | -267.5658 | 17617.7171 | 26949.0429 | -955.6922 | -175.1055 | 0.75032 | 46166.2147 | 22149.4763 | 0 | 0 | 27.4243 | 25.2243 | 26.6743 | 27.2673 | 674.6864 | 0.03 | 0.65441 | 11859.6536 | 19716.7966 | 16.6917 | 0 | 1000 | 812.6073 | 22179.989 | -5546.2755 | 0.41448 | 74.9423 | 488.2607 | 308.5364 | 1000 | 12.2705 | 0 | 2254.3125 | 308.5364 | 308.5364 | 5631.6262 | 0 | 53683.2268 | -0.56754 | 417.929 | 111441.9072 | 20.5017 | 29.3383 | 43.8608 | -8.2771 | -7.2887 | 1.0924 | 2.0408 | 5.254 | 7.8849 | 3.7199 | 4.4657 | 5.7791 | 8712.7031 | 8176.8737 | 8176.8737 | 488.2607 | 301.7195 | 1081.9108 | FLAG: DCF EV below asset floor | 42.7692 | 0.15599 | 0.16174 | 13510.8578 | 18495.3462 | 267.2224 | 0 | 950.6973 | 14100 | 8.4035 | 9.496 | 2643.7736 | -6.2084 | 3.0059 | 38129.1022 | 165.7531 | 178.0236 | 1000 | 1.5536 | 1.09 | 0 | 84.6848 | 25.085 | 0 | 0.01 | 4103905.2919 | 901674.8768 | 5005580.1688 | 4103905.2919 | 1335.5563 | 8.4035 | 16775.9595 | 12447.762 | 11144.3333 | 0 | 4104213.8283 | 178.0236 | 0 | 25.0851
PREPAY: v0.7 % of new-build capex | 2465.0795 | 8209.2404 | 19716.7966 | 4213.144 | -1135.4902 | 5020.2646 | 301.2105 | 1.9417 | 0 | none to Q4'30 | 1000 | 33779.4469 | 11402.704 | 1000 | 951.2908 | -267.5658 | 17617.7171 | 26949.0429 | -955.6922 | 599.0868 | 0.75032 | 46166.2147 | 22149.4763 | 0 | 0 | 27.4243 | 25.2243 | 26.6743 | 27.2673 | 674.6864 | 0.03 | 0.65441 | 10025.1586 | 19716.7966 | 16.6917 | 0 | 1000 | 812.6073 | 26305.1737 | -6543.4253 | 0.41448 | 72.4043 | 475.2712 | 308.5364 | 1000 | 12.2705 | 0 | 2254.3125 | 308.5364 | 308.5364 | 5631.6262 | 0 | 50695.1875 | 1.9417 | 417.929 | 111441.9072 | 17.1639 | 26.0005 | 40.5229 | -8.2771 | -7.2887 | 1.0924 | 2.0408 | 5.254 | 7.8849 | 3.7199 | 4.4657 | 5.7791 | 8712.7031 | 8176.8737 | 8176.8737 | 475.2712 | 301.7195 | 1081.9108 | FLAG: DCF EV below asset floor | 42.7692 | 0.15599 | 0.16174 | 13510.8578 | 18495.3462 | 247.2369 | 0 | 950.6973 | 18225.1847 | 5.1765 | 5.8494 | 2643.7736 | -6.2084 | 3.0059 | 35141.0629 | 152.7637 | 165.0342 | 1000 | 1.5536 | 1.09 | 0 | 81.8169 | 20.4589 | 0 | 0.01 | 3805101.3611 | 901674.8768 | 4706776.2379 | 3805101.3611 | 1586.9245 | 5.1765 | 16775.9595 | 12447.762 | 11144.3333 | 0 | 3805409.8974 | 165.0342 | 0 | 20.4595
PREPAY: base, pre-funding | 2465.0795 | 8209.2404 | 19716.7966 | 4213.144 | -1124.7054 | 5009.4798 | -898.814 | 0.01 | 15.5665 | Q2'27 | -19951.7487 | 33779.4469 | 11402.704 | -34081.0749 | 951.2908 | -212.1156 | 17617.7171 | 26949.0429 | -955.6922 | -621.0962 | 0.75032 | 46166.2147 | 22149.4763 | 14.6437 | 19.8769 | 27.4243 | 25.2243 | 26.6743 | 27.2673 | 674.6864 | 0.03 | 0.65441 | 6840.5154 | 19716.7966 | 16.6917 | 0 | -52891.511 | 812.6073 | 20079.989 | -5508.7224 | 0.41448 | 13.7757 | 308.5364 | 308.5364 | -19951.7487 | 0 | 0 | 2254.3125 | 308.5364 | 308.5364 | 5631.6262 | 0 | 0 | -2.013 | 417.929 | 111441.9072 | 17.0986 | 25.9351 | 40.4576 | -8.2771 | -7.2887 | 1.0924 | 2.0408 | 5.254 | 7.8849 | 3.7199 | 4.4657 | 5.7791 | 8712.7031 | 8176.8737 | 8176.8737 | 308.5364 | 301.7195 | 1081.9108 | FLAG: DCF EV below asset floor | 42.7692 | 0.15599 | 0.16174 | 13510.8578 | 8639.4639 | 124.587 | 0 | 950.6973 | 12000 | 19.1528 | 21.6427 | 2643.7736 | -6.2084 | 3.0059 | 0 | 0 | 0 | -52891.511 | 1.5536 | 1.09 | 15.5665 | 0.0113 | 15.5665 | 13.7757 | 13.7757 | 0 | 0 | 0 | 0 | 0 | 34.9415 | 16775.9595 | 12447.762 | 11144.3333 | 0 | 308.5364 | 0 | 0 | 15.5665
PREPAY: guidance, pre-funding | 2465.0795 | 8209.2404 | 19716.7966 | 4213.144 | -1124.7054 | 5009.4798 | -1502.8233 | 0.01 | 17.1999 | Q2'27 | -18278.4146 | 33779.4469 | 11402.704 | -32932.7409 | 951.2908 | -212.1156 | 17617.7171 | 26949.0429 | -955.6922 | -175.1055 | 0.75032 | 46166.2147 | 22149.4763 | 16.1803 | 21.9626 | 27.4243 | 25.2243 | 26.6743 | 27.2673 | 674.6864 | 0.03 | 0.65441 | 8949.7029 | 19716.7966 | 16.6917 | 0 | -52136.927 | 812.6073 | 22179.989 | -5546.2755 | 0.41448 | 15.2212 | 308.5364 | 308.5364 | -18278.4146 | 0 | 0 | 2254.3125 | 308.5364 | 308.5364 | 5631.6262 | 0 | 0 | -0.56754 | 417.929 | 111441.9072 | 20.5017 | 29.3383 | 43.8608 | -8.2771 | -7.2887 | 1.0924 | 2.0408 | 5.254 | 7.8849 | 3.7199 | 4.4657 | 5.7791 | 8712.7031 | 8176.8737 | 8176.8737 | 308.5364 | 301.7195 | 1081.9108 | FLAG: DCF EV below asset floor | 42.7692 | 0.15599 | 0.16174 | 13510.8578 | 8639.4639 | 122.6649 | 0 | 950.6973 | 14100 | 22.556 | 25.4883 | 2643.7736 | -6.2084 | 3.0059 | 0 | 0 | 0 | -52136.927 | 1.5536 | 1.09 | 17.1999 | 0.0113 | 17.1999 | 15.2212 | 15.2212 | 0 | 0 | 0 | 0 | 0 | 38.3447 | 16775.9595 | 12447.762 | 11144.3333 | 0 | 308.5364 | 0 | 0 | 17.1999
PREPAY: OFF, pre-funding | 2465.0795 | 8209.2404 | 19716.7966 | 4213.144 | -1124.7054 | 5009.4798 | -3198.4781 | 0.01 | 2.7492 | Q1'27 | -26433.3405 | 33779.4469 | 11402.704 | -43412.6668 | 951.2908 | -212.1156 | 17617.7171 | 26949.0429 | -955.6922 | -4120.7604 | 0.75032 | 46166.2147 | 22149.4763 | 2.5862 | 3.5104 | 27.4243 | 25.2243 | 26.6743 | 27.2673 | 674.6864 | 0.03 | 0.65441 | 4430.0154 | 19716.7966 | 16.6917 | 0 | -67952.6641 | 812.6073 | 0 | -355.2636 | 0.41448 | 2.4329 | 308.5364 | 308.5364 | -26433.3405 | 0 | 0 | 2254.3125 | 308.5364 | 308.5364 | 5631.6262 | 0 | 0 | -13.3558 | 417.929 | 111441.9072 | 13.2092 | 22.0458 | 36.5683 | -8.2771 | -7.2887 | 1.0924 | 2.0408 | 5.254 | 7.8849 | 3.7199 | 4.4657 | 5.7791 | 8712.7031 | 8176.8737 | 8176.8737 | 308.5364 | 301.7195 | 1081.9108 | FLAG: DCF EV below asset floor | 42.7692 | 0.15599 | 0.16174 | 13510.8578 | 8639.4639 | 158.8358 | 0 | 950.6973 | 0 | 15.2635 | 17.2478 | 2643.7736 | -6.2084 | 3.0059 | 0 | 0 | 0 | -67952.6641 | 1.5536 | 1.09 | 2.7492 | 0.0113 | 2.7492 | 2.4329 | 2.4329 | 0 | 0 | 0 | 0 | 0 | 31.0522 | 16775.9595 | 12447.762 | 11144.3333 | 0 | 308.5364 | 0 | 0 | 2.7492
PREPAY: lease prepayments OFF | 2465.0795 | 8209.2404 | 19716.7966 | 4213.144 | -1080.8378 | 4965.6121 | -304.2161 | 0.65472 | 0 | none to Q4'30 | 1000 | 33393.1237 | 11402.704 | 1000 | 951.2908 | -179.0343 | 17147.1862 | 26855.1997 | -955.6922 | 202.004 | 0.75032 | 46127.7346 | 22051.5545 | 0 | 0 | 27.4243 | 25.2243 | 26.6743 | 27.2673 | 674.6864 | 0.03 | 0.65441 | 10222.9964 | 19716.7966 | 16.6917 | 0 | 1000 | 812.6073 | 20079.989 | -5508.7224 | 0.41448 | 75.5296 | 487.4548 | 308.5364 | 1000 | 12.2705 | 0 | 2254.3125 | 308.5364 | 308.5364 | 5631.6262 | 0 | 53497.8387 | 0.65472 | 417.929 | 110491.2099 | 17.8392 | 26.6757 | 41.1982 | -7.0479 | -7.2887 | 2.2816 | 2.0408 | 6.7116 | 7.8849 | 3.7199 | 4.4657 | 5.7791 | 8712.7031 | 8176.8737 | 8176.8737 | 487.4548 | 301.7195 | 1081.9108 | FLAG: DCF EV below asset floor | 41.1282 | 0.17078 | 0.16174 | 13510.8578 | 18495.3462 | 266.0833 | 0 | 0 | 12000 | 5.8517 | 6.6124 | 2643.7736 | -5.0192 | 4.1951 | 37943.7141 | 164.9472 | 177.2177 | 1000 | 1.5536 | 1.09 | 0 | 85.3484 | 27.3838 | 0 | 0.01 | 4085366.4827 | 901674.8768 | 4987041.3596 | 4085366.4827 | 1206.8588 | 5.8517 | 16775.9595 | 12447.762 | 11144.3333 | 0 | 4085675.0191 | 177.2177 | 0 | 27.3839
DRREF: base with 25% refundable placeholder | 2465.0795 | 8209.2404 | 19716.7966 | 4213.144 | -1135.4902 | 5020.2646 | -898.814 | 0.01 | 0 | none to Q4'30 | 1000 | 33779.4469 | 11402.704 | 1000 | 951.2908 | -267.5658 | 17617.7171 | 26949.0429 | -955.6922 | -2353.6337 | 0.75032 | 46166.2147 | 22149.4763 | 0 | 0 | 27.4243 | 25.2243 | 26.6743 | 27.2673 | 674.6864 | 0.03 | 0.65441 | 9750.4661 | 19716.7966 | 16.6917 | 0 | 1000 | 812.6073 | 20079.989 | -5508.7224 | 0.41448 | 71.5873 | 491.6715 | 308.5364 | 1000 | 12.2705 | 0 | 2254.3125 | 308.5364 | 308.5364 | 5631.6262 | 1732.5375 | 54467.8395 | -7.6284 | 417.929 | 111441.9072 | 11.4832 | 20.3198 | 34.8423 | -8.2771 | -7.2887 | 1.0924 | 2.0408 | 5.254 | 7.8849 | 3.7199 | 4.4657 | 5.7791 | 8712.7031 | 8176.8737 | 8176.8737 | 491.6715 | 301.7195 | 1081.9108 | FLAG: DCF EV below asset floor | 42.7692 | 0.15599 | 0.16174 | 13510.8578 | 18495.3462 | 272.5554 | 1732.5375 | 950.6973 | 12000 | 0 | 0 | 2643.7736 | -6.2084 | 3.0059 | 38913.7148 | 169.164 | 181.4345 | 1000 | 1.5536 | 1.09 | 0 | 80.8937 | 22.3878 | 0 | 0.01 | 4182366.5559 | 901674.8768 | 5084041.4327 | 4182366.5559 | 1463.2777 | 0 | 16775.9595 | 12447.762 | 11144.3333 | 0 | 4182675.0922 | 181.4345 | 0 | 22.3879
VIN: Bloom slip 2 qtrs, v0.7b treatment (slipped MW re-sold) | 2465.0795 | 7587.742 | 19796.8822 | 3793.6731 | -1529.3809 | 5019.5443 | -1218.7788 | 0.01 | 0 | none to Q4'30 | 1000 | 33767.017 | 11463.569 | 1000 | 951.2908 | -207.6584 | 17617.7171 | 26950.6446 | -955.6922 | -941.061 | 0.75032 | 46165.3382 | 22147.2457 | 0 | 0 | 27.4243 | 25.2243 | 26.6743 | 27.2673 | 674.6864 | 0.03 | 0.65441 | 9750.4661 | 19796.8822 | 16.6917 | 0 | 1000 | 812.6073 | 20079.989 | -5508.7224 | 0.52524 | 74.9387 | 493.1881 | 308.5364 | 1000 | 12.2705 | 0 | 2254.3125 | 308.5364 | 308.5364 | 5555.845 | 0 | 54816.7074 | -3.0501 | 497.929 | 111431.0789 | 16.853 | 25.6895 | 40.212 | -8.2771 | -7.2887 | 1.0924 | 2.0408 | 5.254 | 7.8849 | 3.7199 | 4.4657 | 5.7791 | 8712.7031 | 7555.3753 | 7555.3753 | 493.1881 | 301.7195 | 1081.9108 | FLAG: DCF EV below asset floor | 42.7692 | 0.15599 | 0.16174 | 13510.8578 | 18495.3462 | 274.8863 | 0 | 950.6973 | 12000 | 4.7548 | 5.3729 | 1646.7015 | -6.2084 | 3.0059 | 39262.5828 | 170.6805 | 182.951 | 1000 | 1.5536 | 1.09 | 0 | 84.6808 | 27.0394 | 0 | 0.01 | 4217253.3523 | 901674.8768 | 5118928.2291 | 4217253.3523 | 1232.0813 | 4.7548 | 16700.1784 | 12391.5323 | 11144.3333 | 0 | 4217561.8886 | 182.951 | 0 | 27.0394
VIN: Bloom slip 2 qtrs, fixed (slipped MW idle) | 2465.0795 | 7212.1682 | 19716.7966 | 3527.0157 | -1780.8198 | 5019.3487 | -1501.8561 | 0.01 | 0 | none to Q4'30 | 1000 | 33759.5055 | 11402.704 | 1000 | 951.2908 | -263.5775 | 17617.7171 | 26949.0429 | -955.6922 | -1224.1383 | 0.75032 | 46164.6004 | 22145.3683 | 0 | 0 | 27.4243 | 25.2243 | 26.6743 | 27.2673 | 674.6864 | 0.03 | 0.65441 | 9750.4661 | 19716.7966 | 16.6917 | 0 | 1000 | 812.6073 | 20079.989 | -5508.7224 | 0.56012 | 74.8006 | 494.5729 | 308.5364 | 1000 | 12.2705 | 0 | 2254.3125 | 308.5364 | 308.5364 | 5498.8277 | 0 | 55135.2607 | -3.9676 | 497.929 | 111421.9657 | 16.6682 | 25.5047 | 40.0272 | -8.2771 | -7.2887 | 1.0924 | 2.0408 | 5.254 | 7.8849 | 3.7199 | 4.4657 | 5.7791 | 8712.7031 | 7179.8015 | 7179.8015 | 494.5729 | 301.7195 | 1081.9108 | FLAG: DCF EV below asset floor | 42.7692 | 0.15599 | 0.16174 | 13510.8578 | 18495.3462 | 277.0083 | 0 | 950.6973 | 12000 | 4.57 | 5.1641 | 1646.7015 | -6.2084 | 3.0059 | 39581.1361 | 172.0653 | 184.3358 | 1000 | 1.5536 | 1.09 | 0 | 84.5247 | 26.9363 | 0 | 0.01 | 4249108.6827 | 901674.8768 | 5150783.5595 | 4249108.6827 | 1239.4677 | 4.57 | 16643.161 | 12349.2255 | 11144.3333 | 0 | 4249417.219 | 184.3358 | 0 | 26.9363
VIN: base + T1-T4 SLA credits only | 2436.0914 | 8175.4209 | 19716.7966 | 4189.1321 | -1157.9319 | 5020.0472 | -937.8766 | 0.01 | 0 | none to Q4'30 | 1000 | 33778.7705 | 11402.704 | 1000 | 933.6081 | -267.3145 | 17617.1373 | 26949.0429 | -972.2155 | -660.1588 | 0.75032 | 46166.113 | 22149.2175 | 0 | 0 | 27.4243 | 25.2243 | 26.6743 | 27.2673 | 674.6864 | 0.03 | 0.65441 | 9733.3631 | 19716.7966 | 16.6917 | 0 | 1000 | 812.6073 | 20079.989 | -5508.7224 | 0.42366 | 75.0882 | 491.851 | 308.5364 | 1000 | 12.2705 | 0 | 2254.3125 | 308.5364 | 308.5364 | 5606.6809 | 0 | 54509.141 | -2.1396 | 417.929 | 111440.651 | 17.0177 | 25.8543 | 40.3768 | -8.2771 | -7.2887 | 1.0924 | 2.0408 | 5.254 | 7.8849 | 3.7199 | 4.4657 | 5.7791 | 8712.7031 | 8143.0541 | 8143.0541 | 491.851 | 301.7195 | 1081.9108 | FLAG: DCF EV below asset floor | 42.7692 | 0.15599 | 0.16174 | 13510.8578 | 18495.3462 | 272.8312 | 0 | 950.6973 | 12000 | 4.9195 | 5.5591 | 2609.9541 | -6.2084 | 3.0059 | 38955.0164 | 169.3435 | 181.614 | 1000 | 1.5536 | 1.09 | 0 | 84.8497 | 27.1108 | 0 | 0.01 | 4186496.7103 | 901674.8768 | 5088171.5871 | 4186496.7103 | 1226.9147 | 4.9195 | 16751.0142 | 12429.2525 | 11144.3333 | 0 | 4186805.2466 | 181.614 | 0 | 27.1108
VIN: base + T1-T4 SLA + permanent loss (redeploy after 2 qtrs) | 2436.0914 | 7149.4058 | 19727.9487 | 3490.5298 | -1814.3341 | 5018.8876 | -1476.7443 | 0.01 | 0 | none to Q4'30 | 1000 | 33758.2502 | 11483.9933 | 1000 | 933.6081 | -182.2797 | 17617.1373 | 26949.2659 | -972.2155 | -1199.0265 | 0.75032 | 46079.46 | 22145.5768 | 0 | 0 | 27.4243 | 25.2243 | 26.6743 | 27.2673 | 674.6864 | 0.03 | 0.65614 | 9733.3631 | 19727.9487 | 16.6917 | 0 | 1000 | 812.6073 | 20079.989 | -5508.7224 | 0.62581 | 74.7475 | 494.0219 | 308.5364 | 1000 | 12.2705 | 0 | 2254.3125 | 308.5364 | 308.5364 | 5508.7204 | 0 | 55008.5124 | -3.8862 | 524.5956 | 111422.1737 | 16.7002 | 25.5368 | 40.0593 | -8.2771 | -7.2887 | 1.0924 | 2.0408 | 5.254 | 7.8849 | 3.7199 | 4.4657 | 5.7791 | 8712.7031 | 7117.0391 | 7117.0391 | 494.0219 | 301.7195 | 1081.9108 | FLAG: DCF EV below asset floor | 42.7692 | 0.15599 | 0.16174 | 13510.8578 | 18495.3462 | 276.1837 | 0 | 950.6973 | 12000 | 4.7128 | 5.3254 | 1450.4274 | -6.2084 | 3.0059 | 39454.3877 | 171.5143 | 183.7849 | 1000 | 1.5536 | 1.09 | 0 | 84.4647 | 27.1675 | 0 | 0.01 | 4236433.8445 | 901674.8768 | 5138108.7213 | 4236433.8445 | 1223.4849 | 4.7128 | 16653.0537 | 12356.5659 | 11144.3333 | 0 | 4236742.3808 | 183.7849 | 0 | 27.1676
VIN: BEAR + T1-T4 SLA credits only | 2134.035 | 4256.2795 | 10944.1399 | 1819.6076 | -3949.6228 | 5598.9793 | -34397.5172 | 0.01 | 0 | none to Q4'30 | 1000 | 23392.6581 | 5268.3404 | 1000 | 731.0395 | -6256.4076 | 10749.2862 | 27562.9798 | -1451.0318 | -34122.3636 | 0.75032 | 16992.5164 | 14072.7442 | 0 | 0 | 22.2728 | 20.0728 | 21.5228 | 21.8719 | 594.1494 | 0.02 | 0.57267 | 15260.7887 | 10944.1399 | 14.7366 | 0 | 1000 | 470.4468 | 12000 | -2079.0066 | 1 | 27.02 | 693.6509 | 308.5364 | 1000 | 12.2705 | 0 | 998.76 | 308.5364 | 308.5364 | 1624.7302 | 1732.5375 | 54797.9409 | -110.5943 | 155.7684 | 88717.3983 | 8.1729 | 17.0094 | 30.1507 | -13.6536 | -20.0976 | -3.5974 | -9.9393 | -0.54839 | -6.7347 | 3.3712 | 4.0471 | 5.1727 | 5354.4922 | 4226.6795 | 4226.6795 | 693.6509 | 189.4897 | 794.6073 | FLAG: DCF EV below asset floor | 42.7692 | 0.1246 | 0.086615 | 13510.8578 | 8639.4639 | 555.0674 | 1732.5375 | 1028.665 | 12000 | 0 | 0 | 1952.7456 | -14.9452 | -5.3227 | 53051.9705 | 372.844 | 385.1145 | 1000 | 1.5344 | 1.3102 | 0 | 31.073 | 0 | 0 | 0.01 | 5479794.0916 | 0 | 5479794.0916 | 5479794.0916 | 6042575.8651 | 0 | 13633.0635 | 10115.7331 | 12008.3333 | 0 | 5480102.628 | 385.1145 | 0 | 0.0115
VIN: BEAR + T1-T4 SLA + permanent loss (redeploy after 2 qtrs) | 2134.035 | 3239.7273 | 10617.3537 | 1171.6823 | -4554.815 | 5596.9082 | -35470.4519 | 0.01 | 0 | none to Q4'30 | 1000 | 23372.3271 | 5152.7842 | 1000 | 731.0395 | -6353.9048 | 10749.2862 | 27556.4441 | -1451.0318 | -35195.2984 | 0.75032 | 16678.1929 | 14027.8216 | 0 | 0 | 22.2728 | 20.0728 | 21.5228 | 21.8719 | 594.1494 | 0.02 | 0.57508 | 15260.7887 | 10617.3537 | 14.7366 | 0 | 1000 | 470.4468 | 12000 | -2079.0066 | 1 | 26.452 | 699.5117 | 308.5364 | 1000 | 12.2705 | 0 | 998.76 | 308.5364 | 308.5364 | 1218.427 | 1732.5375 | 55631.8743 | -114.0718 | 262.4351 | 88679.435 | 6.856 | 15.6925 | 28.8339 | -13.6536 | -20.0976 | -3.5974 | -9.9393 | -0.54839 | -6.7347 | 3.3712 | 4.0471 | 5.1727 | 5354.4922 | 3210.1273 | 3210.1273 | 699.5117 | 189.4897 | 794.6073 | FLAG: DCF EV below asset floor | 42.7692 | 0.1246 | 0.086615 | 13510.8578 | 8639.4639 | 563.6571 | 1732.5375 | 1028.665 | 12000 | 0 | 0 | 845.7298 | -14.9452 | -5.3227 | 53885.9038 | 378.7048 | 390.9753 | 1000 | 1.5344 | 1.3102 | 0 | 30.4197 | 0 | 0 | 0.01 | 5563187.4285 | 0 | 5563187.4285 | 5563187.4285 | 6060752.3626 | 0 | 13226.7604 | 9814.2562 | 12008.3333 | 0 | 5563495.9648 | 390.9753 | 0 | 0.0115
VIN: BEAR + T1-T4 SLA + loss + Bloom slip | 2134.035 | 2659.964 | 10230.8448 | 823.7068 | -4878.827 | 5596.1352 | -35963.8459 | 0.01 | 0 | none to Q4'30 | 1000 | 23360.7318 | 4901.7239 | 1000 | 731.0395 | -6585.7363 | 10749.2862 | 27548.7139 | -1451.0318 | -35688.6923 | 0.75032 | 16678.1929 | 14027.8216 | 0 | 0 | 22.2728 | 20.0728 | 21.5228 | 21.8719 | 594.1494 | 0.02 | 0.57508 | 15260.7887 | 10230.8448 | 14.7366 | 0 | 1000 | 470.4468 | 12000 | -2079.0066 | 1 | 26.4215 | 703.586 | 308.5364 | 1000 | 12.2705 | 0 | 998.76 | 308.5364 | 308.5364 | 930.6658 | 1732.5375 | 56211.6122 | -115.6709 | 369.1018 | 88660.1096 | 5.9233 | 14.7599 | 27.9012 | -13.6536 | -20.0976 | -3.5974 | -9.9393 | -0.54839 | -6.7347 | 3.3712 | 4.0471 | 5.1727 | 5354.4922 | 2630.364 | 2630.364 | 703.586 | 189.4897 | 794.6073 | FLAG: DCF EV below asset floor | 42.7692 | 0.1246 | 0.086615 | 13510.8578 | 8639.4639 | 569.5969 | 1732.5375 | 1028.665 | 12000 | 0 | 0 | 265.9664 | -14.9452 | -5.3227 | 54465.6418 | 382.7791 | 395.0496 | 1000 | 1.5344 | 1.3102 | 0 | 30.3847 | 0 | 0 | 0.01 | 5621161.2223 | 0 | 5621161.2223 | 5621161.2223 | 6060770.6862 | 0 | 12938.9991 | 9600.7373 | 12008.3333 | 0 | 5621469.7587 | 395.0496 | 0 | 0.0115
3YR: BEAR + 3-yr deals (40%) re-price at renewal | 2161.0906 | 4287.2002 | 10944.1399 | 1840.9429 | -3929.7563 | 5599.2112 | -34450.6181 | 0.01 | 0 | none to Q4'30 | 1000 | 23393.2766 | 5268.3404 | 1000 | 747.0023 | -6256.6395 | 10749.8274 | 27562.9798 | -1436.1783 | -34175.4645 | 0.75032 | 16922.5176 | 14063.2464 | 0 | 0 | 22.2728 | 20.0728 | 21.5228 | 21.8719 | 594.1494 | 0.02 | 0.57232 | 15276.2104 | 10944.1399 | 14.7366 | 0 | 1000 | 470.4468 | 12000 | -2079.0066 | 1 | 26.9053 | 693.4214 | 308.5364 | 1000 | 12.2705 | 0 | 998.76 | 308.5364 | 308.5364 | 1665.8219 | 1732.5375 | 54765.2948 | -110.7664 | 155.7684 | 88717.806 | 8.306 | 17.1426 | 30.2839 | -13.6536 | -20.0976 | -3.5974 | -9.9393 | -0.54839 | -6.7347 | 3.3712 | 4.0471 | 5.1727 | 5354.4922 | 4257.6002 | 4257.6002 | 693.4214 | 189.4897 | 794.6073 | FLAG: DCF EV below asset floor | 42.7692 | 0.1246 | 0.086615 | 13510.8578 | 8639.4639 | 554.7632 | 1732.5375 | 1028.665 | 12000 | 0.025443 | 0.029259 | 1983.6663 | -14.9452 | -5.3227 | 53019.3243 | 372.6146 | 384.8851 | 1000 | 1.5344 | 1.3102 | 0 | 30.9411 | 0 | 0 | 0.01 | 5476529.4773 | 0 | 5476529.4773 | 5476529.4773 | 6043193.4538 | 0.025443 | 13674.1553 | 10146.2232 | 12008.3333 | 0 | 5476838.0136 | 384.8851 | 0 | 0.0115
3YR: BASE + 40% 3-yr deals re-price | 2465.0795 | 8209.2404 | 19716.7966 | 4213.144 | -1135.4902 | 5020.2646 | -975.954 | 0.01 | 0 | none to Q4'30 | 1000 | 33779.4469 | 11402.704 | 1000 | 951.2908 | -267.5658 | 17617.7171 | 26949.0429 | -955.6922 | -698.2363 | 0.75032 | 46102.9063 | 22149.3985 | 0 | 0 | 27.4243 | 25.2243 | 26.6743 | 27.2673 | 674.6864 | 0.03 | 0.65427 | 9750.4661 | 19716.7966 | 16.6917 | 0 | 1000 | 812.6073 | 20079.989 | -5508.7224 | 0.41448 | 74.9542 | 491.6715 | 308.5364 | 1000 | 12.2705 | 0 | 2254.3125 | 308.5364 | 308.5364 | 5630.5995 | 0 | 54467.8395 | -2.2631 | 417.929 | 111441.1941 | 17.0952 | 25.9318 | 40.4543 | -8.2771 | -7.2887 | 1.0924 | 2.0408 | 5.254 | 7.8849 | 3.7199 | 4.4657 | 5.7791 | 8712.7031 | 8176.8737 | 8176.8737 | 491.6715 | 301.7195 | 1081.9108 | FLAG: DCF EV below asset floor | 42.7692 | 0.15599 | 0.16174 | 13510.8578 | 18495.3462 | 272.5554 | 0 | 950.6973 | 12000 | 4.997 | 5.6467 | 2643.7736 | -6.2084 | 3.0059 | 38913.7148 | 169.164 | 181.4345 | 1000 | 1.5536 | 1.09 | 0 | 84.6983 | 26.9132 | 0 | 0.01 | 4182366.5559 | 901674.8768 | 5084041.4327 | 4182366.5559 | 1234.8549 | 4.997 | 16774.9329 | 12447.0002 | 11144.3333 | 0 | 4182675.0922 | 181.4345 | 0 | 26.9132
WACC 9% BASE | 2465.0795 | 8209.2404 | 19716.7966 | 4213.144 | -1135.4902 | 5020.2646 | 8665.722 | 28.9867 | 16.7627 | none to Q4'30 | 1000 | 33779.4469 | 11402.704 | 1000 | 951.2908 | -267.5658 | 17617.7171 | 26949.0429 | -955.6922 | 8943.4398 | 0.75032 | 56886.8457 | 22149.4763 | 15.769 | 21.4042 | 27.4243 | 25.2243 | 26.6743 | 27.2673 | 674.6864 | 0.03 | 0.65441 | 9750.4661 | 19716.7966 | 16.6917 | 0 | 1000 | 812.6073 | 20079.989 | -6069.825 | 0.41448 | 94.5642 | 491.6715 | 308.5364 | 1000 | 12.2705 | 0 | 2254.3125 | 308.5364 | 308.5364 | 6399.1276 | 0 | 54467.8395 | 28.9867 | 417.929 | 111441.9072 | 19.5861 | 28.4227 | 44.7597 | -6.4072 | -4.583 | 3.4535 | 5.2355 | 7.8742 | 11.4374 | 3.7199 | 4.4657 | 5.7791 | 8712.7031 | 8176.8737 | 8176.8737 | 491.6715 | 301.7195 | 1081.9108 | OK: DCF EV above asset floor | 42.7692 | 0.15599 | 0.16174 | 13510.8578 | 18495.3462 | 272.5554 | 0 | 950.6973 | 12000 | 7.4879 | 8.4614 | 2643.7736 | -4.413 | 5.2843 | 38913.7148 | 169.164 | 181.4345 | 1000 | 1.5536 | 1.09 | 16.7627 | 106.8575 | 54.5758 | 14.8342 | 14.8342 | 2819.4066 | 607.8348 | 3427.2414 | 2819.4066 | 652.1934 | 7.4879 | 17543.4609 | 13017.248 | 11144.3333 | 0 | 3127.9429 | 181.4345 | 0 | 54.5758
WACC 10% BASE | 2465.0795 | 8209.2404 | 19716.7966 | 4213.144 | -1135.4902 | 5020.2646 | 1325.9122 | 5.1975 | 0 | none to Q4'30 | 1000 | 33779.4469 | 11402.704 | 1000 | 951.2908 | -267.5658 | 17617.7171 | 26949.0429 | -955.6922 | 1603.63 | 0.75032 | 48960.2368 | 22149.4763 | 0 | 0 | 27.4243 | 25.2243 | 26.6743 | 27.2673 | 674.6864 | 0.03 | 0.65441 | 9750.4661 | 19716.7966 | 16.6917 | 0 | 1000 | 812.6073 | 20079.989 | -5781.119 | 0.41448 | 79.6359 | 491.6715 | 308.5364 | 1000 | 12.2705 | 0 | 2254.3125 | 308.5364 | 308.5364 | 6007.9707 | 0 | 54467.8395 | 5.1975 | 417.929 | 111441.9072 | 18.3183 | 27.1549 | 42.4547 | -7.3622 | -5.9661 | 2.2479 | 3.6029 | 6.5361 | 9.6219 | 3.7199 | 4.4657 | 5.7791 | 8712.7031 | 8176.8737 | 8176.8737 | 491.6715 | 301.7195 | 1081.9108 | FLAG: DCF EV below asset floor | 42.7692 | 0.15599 | 0.16174 | 13510.8578 | 18495.3462 | 272.5554 | 0 | 950.6973 | 12000 | 6.2201 | 7.0288 | 2643.7736 | -5.3299 | 4.121 | 38913.7148 | 169.164 | 181.4345 | 1000 | 1.5536 | 1.09 | 0 | 89.9886 | 33.3282 | 0 | 0.01 | 4182366.5559 | 901674.8768 | 5084041.4327 | 4182366.5559 | 1015.8258 | 6.2201 | 17152.304 | 12727.0096 | 11144.3333 | 0 | 4182675.0922 | 181.4345 | 0 | 33.3282
WACC 11% BASE | 2465.0795 | 8209.2404 | 19716.7966 | 4213.144 | -1135.4902 | 5020.2646 | -898.814 | 0.01 | 0 | none to Q4'30 | 1000 | 33779.4469 | 11402.704 | 1000 | 951.2908 | -267.5658 | 17617.7171 | 26949.0429 | -955.6922 | -621.0962 | 0.75032 | 46166.2147 | 22149.4763 | 0 | 0 | 27.4243 | 25.2243 | 26.6743 | 27.2673 | 674.6864 | 0.03 | 0.65441 | 9750.4661 | 19716.7966 | 16.6917 | 0 | 1000 | 812.6073 | 20079.989 | -5508.7224 | 0.41448 | 75.1111 | 491.6715 | 308.5364 | 1000 | 12.2705 | 0 | 2254.3125 | 308.5364 | 308.5364 | 5631.6262 | 0 | 54467.8395 | -2.013 | 417.929 | 111441.9072 | 17.0986 | 25.9351 | 40.4576 | -8.2771 | -7.2887 | 1.0924 | 2.0408 | 5.254 | 7.8849 | 3.7199 | 4.4657 | 5.7791 | 8712.7031 | 8176.8737 | 8176.8737 | 491.6715 | 301.7195 | 1081.9108 | FLAG: DCF EV below asset floor | 42.7692 | 0.15599 | 0.16174 | 13510.8578 | 18495.3462 | 272.5554 | 0 | 950.6973 | 12000 | 5.0004 | 5.6504 | 2643.7736 | -6.2084 | 3.0059 | 38913.7148 | 169.164 | 181.4345 | 1000 | 1.5536 | 1.09 | 0 | 84.8755 | 27.1259 | 0 | 0.01 | 4182366.5559 | 901674.8768 | 5084041.4327 | 4182366.5559 | 1225.9636 | 5.0004 | 16775.9595 | 12447.762 | 11144.3333 | 0 | 4182675.0922 | 181.4345 | 0 | 27.1259
WACC 9% GROSS | 2465.0795 | 8660.6712 | 20727.1634 | 4533.6598 | -833.4117 | 5020.6447 | 17617.3357 | 57.9505 | 49.9189 | none to Q4'30 | 1000 | 33788.4755 | 12170.5827 | 1000 | 951.2908 | 456.5954 | 17617.7171 | 26969.2502 | -955.6922 | 18076.9605 | 0.75032 | 64097.9148 | 22163.1975 | 46.9597 | 63.7414 | 27.4243 | 25.2243 | 26.6743 | 27.2673 | 674.6864 | 0.03 | 0.65822 | 9750.4661 | 20727.1634 | 19.7392 | 0 | 1000 | 812.6073 | 20079.989 | -6069.825 | 0.3585 | 111.2453 | 484.5044 | 311.9377 | 1000 | 12.2705 | 0 | 2254.3125 | 311.9377 | 308.7987 | 6582.0658 | 0 | 52819.1484 | 57.9998 | 417.929 | 111513.6182 | 20.1791 | 29.0156 | 45.3526 | -6.4072 | -4.583 | 3.4535 | 5.2355 | 7.8742 | 11.4374 | 3.7199 | 4.4657 | 5.7791 | 8712.7031 | 8628.3044 | 8628.3044 | 484.5044 | 301.7195 | 1081.9108 | OK: DCF EV above asset floor | 42.7692 | 0.15599 | 0.16174 | 13328.9508 | 18495.3462 | 258.2813 | 0 | 950.6973 | 12000 | 8.4095 | 9.5027 | 2643.7736 | -4.413 | 5.2843 | 37265.0237 | 161.9968 | 174.2673 | 1000 | 1.5536 | 1.09 | 49.9189 | 125.7072 | 80.7552 | 44.176 | 44.176 | 909.43 | 204.1097 | 1113.5397 | 909.43 | 443.9642 | 8.4095 | 17726.3991 | 13152.9882 | 11144.3333 | 0 | 1217.9663 | 174.2673 | 0 | 80.7552
WACC 10% GROSS | 2465.0795 | 8660.6712 | 20727.1634 | 4533.6598 | -833.4117 | 5020.6447 | 6920.8426 | 23.3313 | 10.7435 | none to Q4'30 | 1000 | 33788.4755 | 12170.5827 | 1000 | 951.2908 | 456.5954 | 17617.7171 | 26969.2502 | -955.6922 | 7198.5604 | 0.75032 | 52853.8693 | 22163.1975 | 10.1066 | 13.7183 | 27.4243 | 25.2243 | 26.6743 | 27.2673 | 674.6864 | 0.03 | 0.65822 | 9750.4661 | 20727.1634 | 19.7392 | 0 | 1000 | 812.6073 | 20079.989 | -5781.119 | 0.3585 | 89.1681 | 484.5044 | 308.5364 | 1000 | 12.2705 | 0 | 2254.3125 | 308.5364 | 308.5364 | 6187.3618 | 0 | 52819.1484 | 23.3313 | 417.929 | 111513.6182 | 18.8998 | 27.7363 | 43.0361 | -7.3622 | -5.9661 | 2.2479 | 3.6029 | 6.5361 | 9.6219 | 3.7199 | 4.4657 | 5.7791 | 8712.7031 | 8628.3044 | 8628.3044 | 484.5044 | 301.7195 | 1081.9108 | OK: DCF EV above asset floor | 42.7692 | 0.15599 | 0.16174 | 13510.8578 | 18495.3462 | 261.6826 | 0 | 950.6973 | 12000 | 7.1302 | 8.0571 | 2643.7736 | -5.3299 | 4.121 | 37265.0237 | 161.9968 | 174.2673 | 1000 | 1.5536 | 1.09 | 10.7435 | 100.76 | 48.3709 | 9.5075 | 9.5075 | 4225.6108 | 948.3832 | 5173.9941 | 4225.6108 | 698.5261 | 7.1302 | 17331.6951 | 12860.1178 | 11144.3333 | 0 | 4534.1472 | 174.2673 | 0 | 48.3709
WACC 11% GROSS | 2465.0795 | 8660.6712 | 20727.1634 | 4533.6598 | -833.4117 | 5020.6447 | 1732.3251 | 6.5148 | 0 | none to Q4'30 | 1000 | 33788.4755 | 12170.5827 | 1000 | 951.2908 | 456.5954 | 17617.7171 | 26969.2502 | -955.6922 | 2010.0429 | 0.75032 | 47133.9289 | 22163.1975 | 0 | 0 | 27.4243 | 25.2243 | 26.6743 | 27.2673 | 674.6864 | 0.03 | 0.65822 | 9750.4661 | 20727.1634 | 19.7392 | 0 | 1000 | 812.6073 | 20079.989 | -5508.7224 | 0.3585 | 78.4592 | 484.5044 | 308.5364 | 1000 | 12.2705 | 0 | 2254.3125 | 308.5364 | 308.5364 | 5807.5894 | 0 | 52819.1484 | 6.5148 | 417.929 | 111513.6182 | 17.6689 | 26.5054 | 41.0279 | -8.2771 | -7.2887 | 1.0924 | 2.0408 | 5.254 | 7.8849 | 3.7199 | 4.4657 | 5.7791 | 8712.7031 | 8628.3044 | 8628.3044 | 484.5044 | 301.7195 | 1081.9108 | FLAG: DCF EV below asset floor | 42.7692 | 0.15599 | 0.16174 | 13510.8578 | 18495.3462 | 261.6826 | 0 | 950.6973 | 12000 | 5.8993 | 6.6662 | 2643.7736 | -6.2084 | 3.0059 | 37265.0237 | 161.9968 | 174.2673 | 1000 | 1.5536 | 1.09 | 0 | 88.6589 | 33.2758 | 0 | 0.01 | 4017497.4475 | 901674.8768 | 4919172.3243 | 4017497.4475 | 979.1686 | 5.8993 | 16951.9227 | 12578.3267 | 11144.3333 | 0 | 4017805.9839 | 174.2673 | 0 | 33.2758
WACC 9% BULL | 2822.9539 | 13514.6499 | 28701.9255 | 7841.1009 | 2018.4216 | 5282.0933 | 160931.7233 | 459.9379 | 505.9274 | none to Q4'30 | 1000 | 37641.1606 | 18116.2303 | 1000 | 1212.1769 | 6323.5822 | 23963.3261 | 22480.1453 | -533.4734 | 173235.1216 | 0.75032 | 191090.0708 | 23092.6812 | 478.0564 | 634.6353 | 43.0417 | 40.8417 | 42.2917 | 46.9633 | 785.6562 | 0.035 | 0.70216 | 3640.143 | 28701.9255 | 19.0922 | 0 | 1000 | 1071.7478 | 26532.1624 | -8841.0671 | 0 | 397.889 | 525.6588 | 376.649 | 1000 | 12.2705 | 0 | 3694.865 | 376.649 | 347.2736 | 8847.361 | 0 | 41707.9573 | 517.6838 | 677.0695 | 116510.5514 | 34.6982 | 43.0453 | 58.9413 | -5.8975 | 0.82781 | 3.4535 | 10.1788 | 7.8742 | 17.5745 | 4.1849 | 5.0239 | 7.1347 | 12077.6392 | 13480.8204 | 13480.8204 | 525.6588 | 413.9493 | 1369.2143 | OK: DCF EV above asset floor | 42.7692 | 0.15599 | 0.21385 | 0 | 0 | 199.0182 | 0 | 872.7296 | 12000 | 30.2477 | 33.8775 | 3188.6983 | 0.66655 | 11.0566 | 26153.8327 | 110.2839 | 146.6577 | 1000 | 1.7049 | 0.9052 | 505.9274 | 445.6357 | 490.6827 | 451.7209 | 451.7209 | 88.4434 | 19.9609 | 108.4043 | 88.4434 | 98.3996 | 30.2477 | 19266.361 | 14295.6398 | 10419 | 0 | 440.9891 | 146.6577 | 0 | 490.6827
WACC 10% BULL | 2822.9539 | 13514.6499 | 28701.9255 | 7841.1009 | 2018.4216 | 5282.0933 | 125480.8595 | 365.8161 | 400.511 | none to Q4'30 | 1000 | 37641.1606 | 18116.2303 | 1000 | 1212.1769 | 6323.5822 | 23963.3261 | 22480.1453 | -533.4734 | 137784.2578 | 0.75032 | 155548.9659 | 23092.6812 | 378.4473 | 502.401 | 43.0417 | 40.8417 | 42.2917 | 46.9633 | 785.6562 | 0.035 | 0.70216 | 3640.143 | 28701.9255 | 19.0922 | 0 | 1000 | 1071.7478 | 26532.1624 | -8420.5494 | 0 | 328.0289 | 499.2034 | 376.649 | 1000 | 12.2705 | 0 | 3694.865 | 376.649 | 339.7155 | 8424.2506 | 0 | 41707.9573 | 402.7836 | 677.0695 | 116510.5514 | 33.4028 | 41.7499 | 56.5371 | -6.8655 | -0.51047 | 2.2479 | 8.6029 | 6.5361 | 15.7885 | 4.1849 | 5.0239 | 7.1347 | 12077.6392 | 13480.8204 | 13480.8204 | 499.2034 | 413.9493 | 1369.2143 | OK: DCF EV above asset floor | 42.7692 | 0.15599 | 0.21385 | 0 | 9949.848 | 172.5628 | 0 | 872.7296 | 12000 | 28.9523 | 32.4266 | 3188.6983 | -0.37946 | 9.7465 | 26153.8327 | 110.2839 | 146.6577 | 1000 | 1.7049 | 0.9052 | 400.511 | 367.3923 | 397.6706 | 357.5991 | 357.5991 | 105.378 | 25.2147 | 130.5927 | 105.378 | 110.2162 | 28.9523 | 18843.2506 | 13981.692 | 10419 | 0 | 457.9237 | 146.6577 | 0 | 397.6706
WACC 11% BULL | 2822.9539 | 13514.6499 | 28701.9255 | 7841.1009 | 2018.4216 | 5282.0933 | 99753.6984 | 296.9693 | 322.9933 | none to Q4'30 | 1000 | 37641.1606 | 18116.2303 | 1000 | 1212.1769 | 6323.5822 | 23963.3261 | 22480.1453 | -533.4734 | 109749.3093 | 0.75032 | 129733.1962 | 23092.6812 | 305.2 | 405.1628 | 43.0417 | 40.8417 | 42.2917 | 46.9633 | 785.6562 | 0.035 | 0.70216 | 3640.143 | 28701.9255 | 19.0922 | 0 | 1000 | 1071.7478 | 26532.1624 | -8023.7873 | 0 | 274.0446 | 481.1127 | 369.5645 | 1000 | 12.2705 | 0 | 3694.865 | 369.5645 | 332.4848 | 8017.1105 | 0 | 37912.9573 | 319.3991 | 677.0695 | 116510.5514 | 25.6471 | 34.1793 | 48.4775 | -7.7928 | -1.7904 | 1.0924 | 7.0949 | 5.254 | 14.0796 | 4.1849 | 5.0239 | 7.1347 | 12077.6392 | 13480.8204 | 13480.8204 | 481.1127 | 413.9493 | 1369.2143 | OK: DCF EV above asset floor | 42.7692 | 0.15599 | 0.21385 | 2307.7873 | 12334.4564 | 161.5567 | 0 | 872.7296 | 12000 | 20.8575 | 23.3604 | 3188.6983 | -1.3818 | 8.4907 | 26153.8327 | 110.2839 | 135.6515 | 1000 | 1.7049 | 0.9052 | 322.9933 | 306.9299 | 322.9699 | 288.3869 | 288.3869 | 111.7244 | 31.2662 | 142.9905 | 111.7244 | 111.7576 | 20.8575 | 18436.1105 | 13679.594 | 10419 | -3795 | 457.1856 | 135.6515 | 0 | 322.9699
FUND: base v0.7b plan (not re-sized) | 2465.0795 | 8209.2404 | 19716.7966 | 4213.144 | -1135.4902 | 5020.2646 | -898.814 | 0.01 | 0 | Q3'27 | -4503.5525 | 33779.4469 | 11402.704 | -18901.6787 | 951.2908 | -267.5658 | 17617.7171 | 26949.0429 | -955.6922 | -621.0962 | 0.75032 | 46166.2147 | 22149.4763 | 0 | 0 | 27.4243 | 25.2243 | 26.6743 | 27.2673 | 674.6864 | 0.03 | 0.65441 | 9750.4661 | 19716.7966 | 16.6917 | 0 | -37913.7148 | 812.6073 | 20079.989 | -5508.7224 | 0.41448 | 2.8608 | 320.8069 | 308.5364 | -4503.5525 | 12.2705 | 0 | 2254.3125 | 308.5364 | 308.5364 | 5631.6262 | 0 | 15554.1246 | -2.013 | 417.929 | 111441.9072 | 17.0986 | 25.9351 | 40.4576 | -8.2771 | -7.2887 | 1.0924 | 2.0408 | 5.254 | 7.8849 | 3.7199 | 4.4657 | 5.7791 | 8712.7031 | 8176.8737 | 8176.8737 | 320.8069 | 301.7195 | 1081.9108 | FLAG: DCF EV below asset floor | 42.7692 | 0.15599 | 0.16174 | 13510.8578 | 26996.1367 | 101.6908 | 0 | 950.6973 | 12000 | 14.709 | 16.6212 | 2643.7736 | -6.2084 | 3.0059 | 0 | 0 | 12.2705 | -37913.7148 | 1.5536 | 1.09 | 0 | 3.2327 | 3.2154 | 0 | 0.01 | 290995.0735 | 901674.8768 | 1192669.9504 | 290995.0735 | 13.9963 | 14.709 | 16775.9595 | 12447.762 | 11144.3333 | 0 | 291303.6099 | 12.2705 | 0 | 3.2154
FUND: bull v0.7b plan | 2822.9539 | 13514.6499 | 28701.9255 | 7841.1009 | 2018.4216 | 5282.0933 | 125480.8595 | 365.8161 | 407.3019 | Q2'27 | -11272.6625 | 37641.1606 | 18116.2303 | -15759.9423 | 1212.1769 | 6323.5822 | 23963.3261 | 22480.1453 | -533.4734 | 137784.2578 | 0.75032 | 155548.9659 | 23092.6812 | 384.8641 | 510.9195 | 43.0417 | 40.8417 | 42.2917 | 46.9633 | 785.6562 | 0.035 | 0.70216 | 3640.143 | 28701.9255 | 19.0922 | 0 | -25153.8327 | 1071.7478 | 26532.1624 | -8420.5494 | 0 | 358.1954 | 426.9408 | 376.649 | -11272.6625 | 12.2705 | 0 | 3694.865 | 376.649 | 339.7155 | 8424.2506 | 0 | 15554.1246 | 402.7836 | 677.0695 | 116510.5514 | 33.4028 | 41.7499 | 56.5371 | -6.8655 | -0.51047 | 2.2479 | 8.6029 | 6.5361 | 15.7885 | 4.1849 | 5.0239 | 7.1347 | 12077.6392 | 13480.8204 | 13480.8204 | 426.9408 | 413.9493 | 1369.2143 | OK: DCF EV above asset floor | 42.7692 | 0.15599 | 0.21385 | 0 | 0 | 100.3002 | 0 | 872.7296 | 12000 | 36.4612 | 40.8366 | 3188.6983 | -0.37946 | 9.7465 | 0 | 0 | 12.2705 | -25153.8327 | 1.7049 | 0.9052 | 407.3019 | 401.1788 | 402.1032 | 363.6624 | 363.6624 | 8.0018 | 24.7943 | 32.7961 | 8.0018 | 11.289 | 36.4612 | 18843.2506 | 13981.692 | 10419 | 0 | 384.6507 | 12.2705 | 0 | 402.1032
FUND: bear v0.7b plan | 2161.0906 | 4287.2002 | 10944.1399 | 1840.9429 | -3929.7563 | 5599.2112 | -34363.024 | 0.01 | 0 | Q2'28 | 4180.494 | 23393.2766 | 5268.3404 | -16694.5151 | 747.0023 | -6256.6395 | 10749.8274 | 27562.9798 | -1436.1783 | -34087.8704 | 0.75032 | 16992.5164 | 14072.7442 | 0 | 0 | 22.2728 | 20.0728 | 21.5228 | 21.8719 | 594.1494 | 0.02 | 0.57267 | 22530.2399 | 10944.1399 | 14.7366 | 0 | -44510.0865 | 470.4468 | 12000 | -2079.0066 | 1 | 0 | 371.7875 | 308.5364 | 4180.494 | 63.2511 | 0 | 998.76 | 308.5364 | 308.5364 | 1668.246 | 1732.5375 | 9000 | -110.4825 | 155.7684 | 88718.5578 | 8.3139 | 17.1505 | 30.2918 | -13.6536 | -20.0976 | -3.5974 | -9.9393 | -0.54839 | -6.7347 | 3.3712 | 4.0471 | 5.1727 | 5354.4922 | 4257.6002 | 4257.6002 | 371.7875 | 189.4897 | 794.6073 | FLAG: DCF EV below asset floor | 42.7692 | 0.1246 | 0.086615 | 13510.8578 | 13950.9567 | 208.8807 | 1732.5375 | 1028.665 | 12000 | 3.808 | 4.3793 | 1983.6663 | -14.9452 | -5.3227 | 0 | 0 | 63.2511 | -44510.0865 | 1.5344 | 1.3102 | 0 | 0 | 0 | 0 | 0.01 | 900000 | 0 | 900000 | 900000 | 72.2865 | 3.808 | 13676.5793 | 10148.0219 | 12008.3333 | 0 | 900308.5364 | 63.2511 | 0 | 0.0115
FUND: base top-up only to YE27 | 2465.0795 | 8209.2404 | 19716.7966 | 4213.144 | -1135.4902 | 5020.2646 | -898.814 | 0.01 | 0 | Q1'28 | 1000 | 33779.4469 | 11402.704 | -13398.1262 | 951.2908 | -267.5658 | 17617.7171 | 26949.0429 | -955.6922 | -621.0962 | 0.75032 | 46166.2147 | 22149.4763 | 0 | 0 | 27.4243 | 25.2243 | 26.6743 | 27.2673 | 674.6864 | 0.03 | 0.65441 | 9750.4661 | 19716.7966 | 16.6917 | 0 | -32410.1624 | 812.6073 | 20079.989 | -5508.7224 | 0.41448 | 18.627 | 344.7317 | 308.5364 | 1000 | 12.2705 | 0 | 2254.3125 | 308.5364 | 308.5364 | 5631.6262 | 0 | 21057.6771 | -2.013 | 417.929 | 111441.9072 | 17.0986 | 25.9351 | 40.4576 | -8.2771 | -7.2887 | 1.0924 | 2.0408 | 5.254 | 7.8849 | 3.7199 | 4.4657 | 5.7791 | 8712.7031 | 8176.8737 | 8176.8737 | 344.7317 | 301.7195 | 1081.9108 | FLAG: DCF EV below asset floor | 42.7692 | 0.15599 | 0.16174 | 13510.8578 | 26996.1367 | 125.6156 | 0 | 950.6973 | 12000 | 14.709 | 16.6212 | 2643.7736 | -6.2084 | 3.0059 | 5503.5525 | 23.9248 | 36.1953 | -32410.1624 | 1.5536 | 1.09 | 0 | 21.0485 | 19.3828 | 0 | 0.01 | 841350.3207 | 901674.8768 | 1743025.1975 | 841350.3207 | 65.8216 | 14.709 | 16775.9595 | 12447.762 | 11144.3333 | 0 | 841658.857 | 36.1953 | 0 | 19.3828
FUND: bear top-up only to YE27 | 2161.0906 | 4287.2002 | 10944.1399 | 1840.9429 | -3929.7563 | 5599.2112 | -34363.024 | 0.01 | 0 | Q1'28 | 1000 | 23393.2766 | 5268.3404 | -19893.4759 | 747.0023 | -6256.6395 | 10749.8274 | 27562.9798 | -1436.1783 | -34087.8704 | 0.75032 | 16992.5164 | 14072.7442 | 0 | 0 | 22.2728 | 20.0728 | 21.5228 | 21.8719 | 594.1494 | 0.02 | 0.57267 | 15276.2104 | 10944.1399 | 14.7366 | 0 | -47709.4051 | 470.4468 | 12000 | -2079.0066 | 1 | 0 | 351.0666 | 308.5364 | 1000 | 12.2705 | 0 | 998.76 | 308.5364 | 308.5364 | 1668.246 | 1732.5375 | 6051.623 | -110.4825 | 155.7684 | 88718.5578 | 8.3139 | 17.1505 | 30.2918 | -13.6536 | -20.0976 | -3.5974 | -9.9393 | -0.54839 | -6.7347 | 3.3712 | 4.0471 | 5.1727 | 5354.4922 | 4257.6002 | 4257.6002 | 351.0666 | 189.4897 | 794.6073 | FLAG: DCF EV below asset floor | 42.7692 | 0.1246 | 0.086615 | 13510.8578 | 13950.9567 | 212.3636 | 1732.5375 | 1028.665 | 12000 | 3.808 | 4.3793 | 1983.6663 | -14.9452 | -5.3227 | 4305.6526 | 30.2597 | 42.5302 | -47709.4051 | 1.5344 | 1.3102 | 0 | 0 | 0 | 0 | 0.01 | 605162.3005 | 0 | 605162.3005 | 605162.3005 | 86.2702 | 3.808 | 13676.5793 | 10148.0219 | 12008.3333 | 0 | 605470.8369 | 42.5302 | 0 | 0.0115
RESID: run-off TV without residual (v0.7b) | 2465.0795 | 8209.2404 | 19716.7966 | 4213.144 | -1135.4902 | 5020.2646 | -5976.1264 | 0.01 | 0 | none to Q4'30 | 1000 | 33779.4469 | 11402.704 | 1000 | 951.2908 | -267.5658 | 17617.7171 | 26949.0429 | -955.6922 | -5698.4086 | 0.75032 | 41088.9023 | 22149.4763 | 0 | 0 | 27.4243 | 25.2243 | 26.6743 | 27.2673 | 674.6864 | 0.03 | 0.65441 | 9750.4661 | 19716.7966 | 16.6917 | 0 | 1000 | 812.6073 | 20079.989 | -5508.7224 | 0.41448 | 64.7845 | 491.6715 | 308.5364 | 1000 | 12.2705 | 0 | 2254.3125 | 308.5364 | 308.5364 | 5631.6262 | 0 | 54467.8395 | -18.4692 | 417.929 | 111441.9072 | 17.0986 | 25.9351 | 40.4576 | -8.2771 | -7.2887 | 1.0924 | 2.0408 | 5.254 | 7.8849 | 3.7199 | 4.4657 | 5.7791 | 8712.7031 | 8176.8737 | 8176.8737 | 491.6715 | 301.7195 | 1081.9108 | FLAG: DCF EV below asset floor | 42.7692 | 0.15599 | 0.16174 | 13510.8578 | 18495.3462 | 272.5554 | 0 | 950.6973 | 12000 | 5.0004 | 5.6504 | 2643.7736 | -6.2084 | 3.0059 | 38913.7148 | 169.164 | 181.4345 | 1000 | 1.5536 | 1.09 | 0 | 73.2064 | 13.509 | 0 | 0.01 | 4182366.5559 | 901674.8768 | 5084041.4327 | 4182366.5559 | 2348.0157 | 5.0004 | 16775.9595 | 12447.762 | 11144.3333 | 0 | 4182675.0922 | 181.4345 | 0 | 13.5113
RESID: bull alt 2 more yrs re-lease at 30% of $/MW net of opex (~7.7% of GPU capex) | 2465.0795 | 8209.2404 | 19716.7966 | 4213.144 | -1135.4902 | 5020.2646 | -3517.3738 | 0.01 | 0 | none to Q4'30 | 1000 | 33779.4469 | 11402.704 | 1000 | 951.2908 | -267.5658 | 17617.7171 | 26949.0429 | -955.6922 | -3239.656 | 0.75032 | 43695.256 | 22515.9537 | 0 | 0 | 27.4243 | 25.2243 | 26.6743 | 27.2673 | 674.6864 | 0.03 | 0.65441 | 9750.4661 | 19716.7966 | 16.6917 | 0 | 1000 | 812.6073 | 20079.989 | -5508.7224 | 0.41448 | 69.8201 | 491.7785 | 308.5364 | 1000 | 12.2705 | 0 | 2254.3125 | 308.5364 | 308.5364 | 5631.6262 | 0 | 54492.4482 | -10.5001 | 417.929 | 111441.9072 | 17.0986 | 25.9351 | 40.4576 | -9.6176 | -8.5777 | -0.24801 | 0.75182 | 3.4475 | 6.1477 | 3.7199 | 4.4657 | 5.7791 | 8712.7031 | 8176.8737 | 8176.8737 | 491.7785 | 301.7195 | 1081.9108 | FLAG: DCF EV below asset floor | 42.7692 | 0.1413 | 0.15136 | 13510.8578 | 18495.3462 | 272.7166 | 0 | 950.6973 | 12000 | 5.0004 | 5.6504 | 2643.7736 | -7.4423 | 1.772 | 38938.3235 | 169.2709 | 181.5414 | 1000 | 1.5536 | 1.09 | 0 | 78.8967 | 20.0046 | 0 | 0.01 | 4184827.4256 | 901674.8768 | 5086502.3024 | 4184827.4256 | 1625.697 | 5.0004 | 16775.9595 | 12447.762 | 11144.3333 | 0 | 4185135.9619 | 181.5414 | 0 | 20.0049
DRREF: bear without placeholder | 2161.0906 | 4287.2002 | 10944.1399 | 1840.9429 | -3929.7563 | 5599.2112 | -34363.024 | 0.01 | 0 | none to Q4'30 | 1000 | 23393.2766 | 5268.3404 | 1000 | 747.0023 | -6256.6395 | 10749.8274 | 27562.9798 | -1436.1783 | -32355.3329 | 0.75032 | 16992.5164 | 14072.7442 | 0 | 0 | 22.2728 | 20.0728 | 21.5228 | 21.8719 | 594.1494 | 0.02 | 0.57267 | 15276.2104 | 10944.1399 | 14.7366 | 0 | 1000 | 470.4468 | 12000 | -2079.0066 | 1 | 29.5253 | 693.3914 | 308.5364 | 1000 | 12.2705 | 0 | 998.76 | 308.5364 | 308.5364 | 1668.246 | 0 | 54761.0281 | -104.8672 | 155.7684 | 88718.5578 | 13.9292 | 22.7658 | 35.9071 | -13.6536 | -20.0976 | -3.5974 | -9.9393 | -0.54839 | -6.7347 | 3.3712 | 4.0471 | 5.1727 | 5354.4922 | 4257.6002 | 4257.6002 | 693.3914 | 189.4897 | 794.6073 | FLAG: DCF EV below asset floor | 42.7692 | 0.1246 | 0.086615 | 13510.8578 | 8639.4639 | 554.6884 | 0 | 1028.665 | 12000 | 5.6486 | 6.4959 | 1983.6663 | -14.9452 | -5.3227 | 53015.0576 | 372.5846 | 384.8551 | 1000 | 1.5344 | 1.3102 | 0 | 33.9541 | 0 | 0 | 0.01 | 5476102.8063 | 0 | 5476102.8063 | 5476102.8063 | 6042575.0901 | 5.6486 | 13676.5793 | 10148.0219 | 12008.3333 | 0 | 5476411.3427 | 384.8551 | 0 | 0.0115
FLOOR: short-term share 0% | 2465.0795 | 7897.8937 | 18443.6134 | 3992.0879 | -1343.7654 | 5019.9376 | -5514.584 | 0.01 | 0 | none to Q4'30 | 1000 | 33773.22 | 10435.0847 | 1000 | 951.2908 | -1181.2653 | 17617.7171 | 26923.5792 | -955.6922 | -5236.8662 | 0.75032 | 44145.1399 | 22129.129 | 0 | 0 | 27.4243 | 25.2243 | 26.6743 | 27.2673 | 674.6864 | 0.03 | 0.64581 | 9750.4661 | 18443.6134 | 16 | 0 | 1000 | 812.6073 | 20079.989 | -5508.7224 | 0.41448 | 68.7564 | 500.9185 | 308.5364 | 1000 | 12.2705 | 0 | 2254.3125 | 308.5364 | 308.5364 | 5378.2684 | 0 | 56594.9814 | -16.9733 | 417.929 | 111332.459 | 16.2774 | 25.114 | 39.6364 | -8.2771 | -7.2887 | 1.0924 | 2.0408 | 5.254 | 7.8849 | 3.7199 | 4.4657 | 5.7791 | 8712.7031 | 7865.527 | 7865.527 | 500.9185 | 301.7195 | 1081.9108 | FLAG: DCF EV below asset floor | 42.7692 | 0.15599 | 0.16174 | 13510.8578 | 18495.3462 | 286.5553 | 0 | 950.6973 | 12000 | 4.1792 | 4.7225 | 2643.7736 | -6.2084 | 3.0059 | 41040.8567 | 178.411 | 190.6815 | 1000 | 1.5536 | 1.09 | 0 | 77.6947 | 16.3473 | 0 | 0.01 | 4395080.745 | 901674.8768 | 5296755.6218 | 4395080.745 | 2065.7186 | 4.1792 | 16522.6017 | 12259.7705 | 11144.3333 | 0 | 4395389.2814 | 190.6815 | 0 | 16.3484
Sens: short-term share 2% of total MW | 2465.0795 | 8022.4324 | 18952.8867 | 4080.5103 | -1260.4554 | 5020.0684 | -3642.5117 | 0.01 | 0 | none to Q4'30 | 1000 | 33775.7108 | 10822.1324 | 1000 | 951.2908 | -815.7855 | 17617.7171 | 26933.7647 | -955.6922 | -3364.7939 | 0.75032 | 44953.5698 | 22137.2679 | 0 | 0 | 27.4243 | 25.2243 | 26.6743 | 27.2673 | 674.6864 | 0.03 | 0.64936 | 9750.4661 | 18952.8867 | 16.2767 | 0 | 1000 | 812.6073 | 20079.989 | -5508.7224 | 0.41448 | 71.3217 | 497.2197 | 308.5364 | 1000 | 12.2705 | 0 | 2254.3125 | 308.5364 | 308.5364 | 5483.0617 | 0 | 55744.1246 | -10.9057 | 417.929 | 111376.2382 | 16.6171 | 25.4536 | 39.9761 | -8.2771 | -7.2887 | 1.0924 | 2.0408 | 5.254 | 7.8849 | 3.7199 | 4.4657 | 5.7791 | 8712.7031 | 7990.0657 | 7990.0657 | 497.2197 | 301.7195 | 1081.9108 | FLAG: DCF EV below asset floor | 42.7692 | 0.15599 | 0.16174 | 13510.8578 | 18495.3462 | 280.9553 | 0 | 950.6973 | 12000 | 4.5189 | 5.1063 | 2643.7736 | -6.2084 | 3.0059 | 40190 | 174.7122 | 186.9827 | 1000 | 1.5536 | 1.09 | 0 | 80.5936 | 20.6234 | 0 | 0.01 | 4309995.0693 | 901674.8768 | 5211669.9462 | 4309995.0693 | 1629.3805 | 4.5189 | 16627.3951 | 12337.5271 | 11144.3333 | 0 | 4310303.6057 | 186.9827 | 0 | 20.6238
Sens: short-term share 10% of total MW | 2465.0795 | 8520.5871 | 20989.9799 | 4434.2001 | -927.215 | 5020.5916 | 5391.2676 | 18.3738 | 5.2666 | none to Q4'30 | 1000 | 33785.6739 | 12370.3232 | 1000 | 951.2908 | 646.1338 | 17617.7171 | 26974.5065 | -955.6922 | 5668.9854 | 0.75032 | 50039.6398 | 22169.8236 | 4.9544 | 6.7249 | 27.4243 | 25.2243 | 26.6743 | 27.2673 | 674.6864 | 0.03 | 0.66214 | 9750.4661 | 20989.9799 | 17.3835 | 0 | 1000 | 812.6073 | 20079.989 | -5508.7224 | 0.41448 | 85.5815 | 482.8269 | 308.5364 | 1000 | 12.2705 | 0 | 2254.3125 | 308.5364 | 308.5364 | 5858.691 | 0 | 52433.2746 | 18.3738 | 417.929 | 111551.3554 | 17.8345 | 26.6711 | 41.1935 | -8.2771 | -7.2887 | 1.0924 | 2.0408 | 5.254 | 7.8849 | 3.7199 | 4.4657 | 5.7791 | 8712.7031 | 8488.2203 | 8488.2203 | 482.8269 | 301.7195 | 1081.9108 | FLAG: DCF EV below asset floor | 42.7692 | 0.15599 | 0.16174 | 13510.8578 | 18495.3462 | 259.1606 | 0 | 950.6973 | 12000 | 6.1757 | 6.9785 | 2643.7736 | -6.2084 | 3.0059 | 36879.15 | 160.3194 | 172.5899 | 1000 | 1.5536 | 1.09 | 5.2666 | 96.7071 | 43.9752 | 4.6607 | 4.6607 | 8537.1118 | 1934.6251 | 10471.7369 | 8537.1118 | 750.8479 | 6.1757 | 17003.0243 | 12616.244 | 11144.3333 | 0 | 8845.6482 | 172.5899 | 0 | 43.9752
HEADLINE: unsold new MW at $18M/IT MW (contracted backlog at existing pricing) | 2465.0795 | 8222.8616 | 20503.5544 | 4222.8151 | -1126.364 | 5020.2646 | 11923.0061 | 39.5439 | 29.1888 | none to Q4'30 | 1000 | 33779.7194 | 12000.6399 | 1000 | 951.2908 | 297.9859 | 17617.7171 | 26964.778 | -955.6922 | 12200.7239 | 0.75032 | 56455.9349 | 22171.0085 | 27.4585 | 37.2712 | 27.4243 | 25.2243 | 26.6743 | 27.2673 | 674.6864 | 0.03 | 0.666 | 9750.4661 | 20503.5544 | 16.6917 | 0 | 1000 | 812.6073 | 20079.989 | -5508.7224 | 0.41448 | 99.709 | 485.0475 | 308.5364 | 1000 | 12.2705 | 0 | 2254.3125 | 308.5364 | 308.5364 | 5824.8454 | 0 | 52944.0885 | 39.5439 | 417.929 | 111563.5213 | 17.7248 | 26.5614 | 41.0838 | -8.2771 | -7.2887 | 1.0924 | 2.0408 | 5.254 | 7.8849 | 3.7199 | 4.4657 | 5.7791 | 8712.7031 | 8190.4949 | 8190.4949 | 485.0475 | 301.7195 | 1081.9108 | OK: DCF EV above asset floor | 42.7692 | 0.15599 | 0.16174 | 13510.8578 | 18495.3462 | 262.5562 | 0 | 950.6973 | 12000 | 6.066 | 6.8546 | 2643.7736 | -6.2084 | 3.0059 | 37389.9638 | 162.54 | 174.8105 | 1000 | 1.5536 | 1.09 | 29.1888 | 112.6712 | 64.136 | 25.8308 | 25.8308 | 1560.1498 | 349.0697 | 1909.2195 | 1560.1498 | 541.8719 | 6.066 | 16969.1787 | 12591.1306 | 11144.3333 | 0 | 1868.6862 | 174.8105 | 0 | 64.136
HEADLINE: unsold new MW at $22M/IT MW | 2465.0795 | 8250.1042 | 22077.07 | 4242.1573 | -1108.1115 | 5020.2646 | 42998.052 | 139.3495 | 143.2978 | none to Q4'30 | 1000 | 33780.2642 | 13196.5117 | 1000 | 951.2908 | 1429.0892 | 17617.7171 | 26996.2483 | -955.6922 | 46644.5186 | 0.75032 | 82477.4866 | 23196.9977 | 134.8033 | 182.977 | 27.4243 | 25.2243 | 26.6743 | 27.2673 | 674.6864 | 0.03 | 0.68469 | 9750.4661 | 22077.07 | 16.6917 | 0 | 1000 | 812.6073 | 20079.989 | -5508.7224 | 0.41448 | 161.5853 | 486.314 | 334.7305 | 1000 | 12.2705 | 0 | 2254.3125 | 334.7305 | 310.6554 | 6147.0728 | 0 | 50222.635 | 140.2615 | 417.929 | 111806.7494 | 18.7692 | 27.6058 | 42.1282 | -8.2771 | -7.2887 | 1.0924 | 2.0408 | 5.254 | 7.8849 | 3.7199 | 4.4657 | 5.7791 | 8712.7031 | 8217.7374 | 8217.7374 | 486.314 | 301.7195 | 1081.9108 | OK: DCF EV above asset floor | 42.7692 | 0.15599 | 0.16174 | 10142.1089 | 16871.316 | 231.5994 | 0 | 950.6973 | 12000 | 7.5548 | 8.5369 | 2643.7736 | -6.2084 | 3.0059 | 34668.5104 | 150.7094 | 164.6806 | 1000 | 1.5536 | 1.09 | 143.2978 | 182.5914 | 161.8512 | 126.8122 | 126.8122 | 298.0322 | 71.1031 | 369.1353 | 298.0322 | 226.9986 | 7.5548 | 17291.4061 | 12830.2233 | 11144.3333 | 0 | 619.6656 | 164.6806 | 0 | 161.8512
HEADLINE: unsold new MW at $25M/IT MW | 2465.0795 | 8270.536 | 23257.2067 | 4256.6639 | -1094.4221 | 5020.2646 | 65423.6979 | 204.8326 | 219.9239 | none to Q4'30 | 1000 | 33780.6728 | 14093.4156 | 1141.2486 | 951.2908 | 2277.4167 | 17617.7171 | 27019.8511 | -955.6922 | 73444.4429 | 0.75032 | 101134.2362 | 24073.5193 | 206.887 | 280.8208 | 27.4243 | 25.2243 | 26.6743 | 27.2673 | 674.6864 | 0.03 | 0.6958 | 9750.4661 | 23257.2067 | 16.6917 | 0 | 1000 | 812.6073 | 20079.989 | -5508.7224 | 0.41448 | 205.476 | 513.4542 | 358.5583 | 1000 | 12.2705 | 0 | 2254.3125 | 358.5583 | 320.7566 | 6346.041 | 0 | 48363.0294 | 212.9455 | 417.929 | 111989.1705 | 19.4141 | 28.2506 | 42.7731 | -8.2771 | -7.2887 | 1.0924 | 2.0408 | 5.254 | 7.8849 | 3.7199 | 4.4657 | 5.7791 | 8712.7031 | 8238.1693 | 8238.1693 | 513.4542 | 301.7195 | 1081.9108 | OK: DCF EV above asset floor | 42.7692 | 0.15599 | 0.16174 | 5767.8306 | 12334.4564 | 230.7938 | 0 | 950.6973 | 12000 | 8.1997 | 9.2657 | 2643.7736 | -6.2084 | 3.0059 | 32808.9047 | 142.6254 | 167.993 | 1000 | 1.5536 | 1.09 | 219.9239 | 232.1879 | 230.5034 | 194.6229 | 194.6229 | 196.6256 | 46.3293 | 242.9549 | 196.6256 | 171.7452 | 8.1997 | 17490.3743 | 12977.8577 | 11144.3333 | 0 | 542.0868 | 167.993 | 0 | 230.5034
EXTREME (unsupported): short-term share 25% | 2465.0795 | 9454.627 | 24809.5296 | 5097.3685 | -302.3893 | 5021.5727 | 31335.8527 | 101.9289 | 100.5277 | none to Q4'30 | 1000 | 33804.3547 | 15273.181 | 1234.2552 | 951.2908 | 3387.2324 | 17617.7171 | 27050.8975 | -955.6922 | 31795.4775 | 0.75032 | 69512.2916 | 22598.6384 | 94.5685 | 128.3638 | 27.4243 | 25.2243 | 26.6743 | 27.2673 | 674.6864 | 0.03 | 0.67706 | 9750.4661 | 24809.5296 | 19.4587 | 0 | 1000 | 812.6073 | 20079.989 | -5508.7224 | 0.41448 | 134.9907 | 462.0841 | 311.9377 | 1000 | 12.2705 | 0 | 2254.3125 | 311.9377 | 310.1531 | 6385.1797 | 0 | 47270.4739 | 102.463 | 417.929 | 111847.8032 | 19.5409 | 28.3775 | 42.9 | -8.2771 | -7.2887 | 1.0924 | 2.0408 | 5.254 | 7.8849 | 3.7199 | 4.4657 | 5.7791 | 8712.7031 | 9422.2603 | 9422.2603 | 462.0841 | 301.7195 | 1081.9108 | OK: DCF EV above asset floor | 42.7692 | 0.15599 | 0.16174 | 13328.9508 | 18495.3462 | 223.4663 | 0 | 950.6973 | 12000 | 8.4377 | 9.5346 | 2643.7736 | -6.2084 | 3.0059 | 31716.3492 | 137.8759 | 151.8471 | 1000 | 1.5536 | 1.09 | 100.5277 | 152.5395 | 122.1742 | 88.9626 | 88.9626 | 390.924 | 101.3544 | 492.2784 | 390.924 | 266.6942 | 8.4377 | 17529.513 | 13006.8987 | 11144.3333 | 0 | 701.161 | 151.8471 | 0 | 122.1742
Sens: new-deal basis per GROSS MW (= $26.4M per IT MW) | 2465.0795 | 8660.6712 | 20727.1634 | 4533.6598 | -833.4117 | 5020.6447 | 1732.3251 | 6.5148 | 0 | none to Q4'30 | 1000 | 33788.4755 | 12170.5827 | 1000 | 951.2908 | 456.5954 | 17617.7171 | 26969.2502 | -955.6922 | 2010.0429 | 0.75032 | 47133.9289 | 22163.1975 | 0 | 0 | 27.4243 | 25.2243 | 26.6743 | 27.2673 | 674.6864 | 0.03 | 0.65822 | 9750.4661 | 20727.1634 | 19.7392 | 0 | 1000 | 812.6073 | 20079.989 | -5508.7224 | 0.3585 | 78.4592 | 484.5044 | 308.5364 | 1000 | 12.2705 | 0 | 2254.3125 | 308.5364 | 308.5364 | 5807.5894 | 0 | 52819.1484 | 6.5148 | 417.929 | 111513.6182 | 17.6689 | 26.5054 | 41.0279 | -8.2771 | -7.2887 | 1.0924 | 2.0408 | 5.254 | 7.8849 | 3.7199 | 4.4657 | 5.7791 | 8712.7031 | 8628.3044 | 8628.3044 | 484.5044 | 301.7195 | 1081.9108 | FLAG: DCF EV below asset floor | 42.7692 | 0.15599 | 0.16174 | 13510.8578 | 18495.3462 | 261.6826 | 0 | 950.6973 | 12000 | 5.8993 | 6.6662 | 2643.7736 | -6.2084 | 3.0059 | 37265.0237 | 161.9968 | 174.2673 | 1000 | 1.5536 | 1.09 | 0 | 88.6589 | 33.2758 | 0 | 0.01 | 4017497.4475 | 901674.8768 | 4919172.3243 | 4017497.4475 | 979.1686 | 5.8993 | 16951.9227 | 12578.3267 | 11144.3333 | 0 | 4017805.9839 | 174.2673 | 0 | 33.2758
Sens: prepayment decay OFF (other deals 38.5% flat) | 2465.0795 | 8209.2404 | 19716.7966 | 4213.144 | -1135.4902 | 5020.2646 | -68.7222 | 0.67738 | 0 | none to Q4'30 | 1000 | 33779.4469 | 11402.704 | 1000 | 951.2908 | -267.5658 | 17617.7171 | 26949.0429 | -955.6922 | 208.9956 | 0.75032 | 46166.2147 | 22149.4763 | 0 | 0 | 27.4243 | 25.2243 | 26.6743 | 27.2673 | 674.6864 | 0.03 | 0.65441 | 9750.4661 | 19716.7966 | 16.6917 | 0 | 1000 | 812.6073 | 25825.759 | -7800.036 | 0.41448 | 68.8586 | 467.2361 | 308.5364 | 1000 | 12.2705 | 0 | 2254.3125 | 308.5364 | 308.5364 | 5631.6262 | 0 | 48846.8182 | 0.67738 | 417.929 | 111441.9072 | 17.0986 | 25.9351 | 40.4576 | -8.2771 | -7.2887 | 1.0924 | 2.0408 | 5.254 | 7.8849 | 3.7199 | 4.4657 | 5.7791 | 8712.7031 | 8176.8737 | 8176.8737 | 467.2361 | 301.7195 | 1081.9108 | FLAG: DCF EV below asset floor | 42.7692 | 0.15599 | 0.16174 | 13510.8578 | 18495.3462 | 235.809 | 0 | 950.6973 | 12000 | 5.1111 | 5.7756 | 2643.7736 | -6.2084 | 3.0059 | 33292.6935 | 144.7285 | 156.999 | 1000 | 1.5536 | 1.09 | 0 | 77.8102 | 28.1525 | 0 | 0.01 | 3620264.4269 | 901674.8768 | 4521939.3037 | 3620264.4269 | 979.079 | 5.1111 | 16775.9595 | 12447.762 | 11144.3333 | 0 | 3620572.9632 | 156.999 | 0 | 28.1525
Sens: new hyperscaler prepay 20% | 2465.0795 | 8209.2404 | 19716.7966 | 4213.144 | -1135.4902 | 5020.2646 | -898.814 | 0.01 | 0 | none to Q4'30 | 1000 | 33779.4469 | 11402.704 | 1000 | 951.2908 | -267.5658 | 17617.7171 | 26949.0429 | -955.6922 | -621.0962 | 0.75032 | 46166.2147 | 22149.4763 | 0 | 0 | 27.4243 | 25.2243 | 26.6743 | 27.2673 | 674.6864 | 0.03 | 0.65441 | 9750.4661 | 19716.7966 | 16.6917 | 0 | 1000 | 812.6073 | 20079.989 | -5508.7224 | 0.41448 | 75.1111 | 491.6715 | 308.5364 | 1000 | 12.2705 | 0 | 2254.3125 | 308.5364 | 308.5364 | 5631.6262 | 0 | 54467.8395 | -2.013 | 417.929 | 111441.9072 | 17.0986 | 25.9351 | 40.4576 | -8.2771 | -7.2887 | 1.0924 | 2.0408 | 5.254 | 7.8849 | 3.7199 | 4.4657 | 5.7791 | 8712.7031 | 8176.8737 | 8176.8737 | 491.6715 | 301.7195 | 1081.9108 | FLAG: DCF EV below asset floor | 42.7692 | 0.15599 | 0.16174 | 13510.8578 | 18495.3462 | 272.5554 | 0 | 950.6973 | 12000 | 5.0004 | 5.6504 | 2643.7736 | -6.2084 | 3.0059 | 38913.7148 | 169.164 | 181.4345 | 1000 | 1.5536 | 1.09 | 0 | 84.8755 | 27.1259 | 0 | 0.01 | 4182366.5559 | 901674.8768 | 5084041.4327 | 4182366.5559 | 1225.9636 | 5.0004 | 16775.9595 | 12447.762 | 11144.3333 | 0 | 4182675.0922 | 181.4345 | 0 | 27.1259
Sens: new hyperscaler prepay 40% | 2465.0795 | 8209.2404 | 19716.7966 | 4213.144 | -1135.4902 | 5020.2646 | -898.814 | 0.01 | 0 | none to Q4'30 | 1000 | 33779.4469 | 11402.704 | 1000 | 951.2908 | -267.5658 | 17617.7171 | 26949.0429 | -955.6922 | -621.0962 | 0.75032 | 46166.2147 | 22149.4763 | 0 | 0 | 27.4243 | 25.2243 | 26.6743 | 27.2673 | 674.6864 | 0.03 | 0.65441 | 9750.4661 | 19716.7966 | 16.6917 | 0 | 1000 | 812.6073 | 20079.989 | -5508.7224 | 0.41448 | 75.1111 | 491.6715 | 308.5364 | 1000 | 12.2705 | 0 | 2254.3125 | 308.5364 | 308.5364 | 5631.6262 | 0 | 54467.8395 | -2.013 | 417.929 | 111441.9072 | 17.0986 | 25.9351 | 40.4576 | -8.2771 | -7.2887 | 1.0924 | 2.0408 | 5.254 | 7.8849 | 3.7199 | 4.4657 | 5.7791 | 8712.7031 | 8176.8737 | 8176.8737 | 491.6715 | 301.7195 | 1081.9108 | FLAG: DCF EV below asset floor | 42.7692 | 0.15599 | 0.16174 | 13510.8578 | 18495.3462 | 272.5554 | 0 | 950.6973 | 12000 | 5.0004 | 5.6504 | 2643.7736 | -6.2084 | 3.0059 | 38913.7148 | 169.164 | 181.4345 | 1000 | 1.5536 | 1.09 | 0 | 84.8755 | 27.1259 | 0 | 0.01 | 4182366.5559 | 901674.8768 | 5084041.4327 | 4182366.5559 | 1225.9636 | 5.0004 | 16775.9595 | 12447.762 | 11144.3333 | 0 | 4182675.0922 | 181.4345 | 0 | 27.1259
Sens: DR run-off deduction OFF (v0.4 cash treatment) | 2465.0795 | 8209.2404 | 19716.7966 | 4213.144 | -1135.4902 | 5020.2646 | 4609.9084 | 15.8413 | 1.9084 | none to Q4'30 | 1000 | 33779.4469 | 11402.704 | 1000 | 951.2908 | -267.5658 | 17617.7171 | 26949.0429 | -955.6922 | 4887.6262 | 0.75032 | 46166.2147 | 22149.4763 | 1.7953 | 2.4369 | 27.4243 | 25.2243 | 26.6743 | 27.2673 | 674.6864 | 0.03 | 0.65441 | 9750.4661 | 19716.7966 | 16.6917 | 0 | 1000 | 812.6073 | 20079.989 | 0 | 0.41448 | 86.3152 | 491.6715 | 308.5364 | 1000 | 12.2705 | 0 | 2254.3125 | 308.5364 | 308.5364 | 5631.6262 | 0 | 54467.8395 | 15.8413 | 417.929 | 111441.9072 | 17.0986 | 25.9351 | 40.4576 | -8.2771 | -7.2887 | 1.0924 | 2.0408 | 5.254 | 7.8849 | 3.7199 | 4.4657 | 5.7791 | 8712.7031 | 8176.8737 | 8176.8737 | 491.6715 | 301.7195 | 1081.9108 | FLAG: DCF EV below asset floor | 42.7692 | 0.15599 | 0.16174 | 13510.8578 | 18495.3462 | 272.5554 | 0 | 950.6973 | 12000 | 5.0004 | 5.6504 | 2643.7736 | -6.2084 | 3.0059 | 38913.7148 | 169.164 | 181.4345 | 1000 | 1.5536 | 1.09 | 1.9084 | 97.5361 | 42.6986 | 1.6889 | 1.6889 | 24764.2216 | 5338.9095 | 30103.1311 | 24764.2216 | 812.0993 | 5.0004 | 16775.9595 | 12447.762 | 11144.3333 | 0 | 25072.758 | 181.4345 | 0 | 42.6986
Sens: GPU anchor OFF (Capacity file history) | 2467.2835 | 8206.6777 | 19712.3095 | 4211.3244 | -1137.2131 | 5020.2705 | -914.3858 | 0.01 | 0 | none to Q4'30 | 1000 | 33779.3957 | 11399.2938 | 1000 | 952.6353 | -270.7885 | 17617.7611 | 26948.9531 | -954.4367 | -636.2258 | 0.78096 | 46159.1646 | 22149.4116 | 0 | 0 | 28.5442 | 26.3442 | 27.7942 | 28.3808 | 675.4358 | 0.03 | 0.65438 | 9751.7703 | 19712.3095 | 16.6917 | 0 | 1000 | 812.6073 | 20079.989 | -5508.7224 | 0.41332 | 75.0894 | 491.7003 | 308.5364 | 1000 | 12.2705 | 0 | 2254.3125 | 308.5364 | 308.5364 | 5631.5961 | 0 | 54474.4672 | -2.0621 | 417.929 | 111441.5562 | 17.0999 | 25.9365 | 40.4589 | -8.2771 | -7.2887 | 1.0924 | 2.0408 | 5.254 | 7.8849 | 3.7199 | 4.4657 | 5.7791 | 8712.7031 | 8174.3109 | 8174.3109 | 491.7003 | 301.7195 | 1081.9108 | FLAG: DCF EV below asset floor | 42.7692 | 0.15599 | 0.16174 | 13510.8578 | 18495.3462 | 272.599 | 0 | 950.6973 | 12000 | 5.0017 | 5.6519 | 2643.7736 | -6.2084 | 3.0059 | 38920.3426 | 169.1928 | 181.4633 | 1000 | 1.5536 | 1.09 | 0 | 84.851 | 27.0889 | 0 | 0.01 | 4183029.3293 | 901674.8768 | 5084704.2062 | 4183029.3293 | 1227.7076 | 5.0017 | 16775.9294 | 12447.7396 | 11144.3333 | 0 | 4183337.8657 | 181.4633 | 0 | 27.0889
Sens: AIB CLT1 prepayment $250M | 2465.0795 | 8209.2404 | 19716.7966 | 4213.144 | -1135.4902 | 5020.2646 | -898.814 | 0.01 | 0 | none to Q4'30 | 1000 | 33779.4469 | 11402.704 | 1000 | 951.2908 | -267.5658 | 17617.7171 | 26949.0429 | -955.6922 | -621.0962 | 0.75032 | 46166.2147 | 22149.4763 | 0 | 0 | 27.4243 | 25.2243 | 26.6743 | 27.2673 | 674.6864 | 0.03 | 0.65441 | 9667.1328 | 19716.7966 | 16.6917 | 0 | 1000 | 812.6073 | 20079.989 | -5508.7224 | 0.41448 | 75.4588 | 492.7774 | 308.5364 | 1000 | 12.2705 | 0 | 2254.3125 | 308.5364 | 308.5364 | 5631.6262 | 0 | 54722.24 | -2.013 | 417.929 | 111441.9072 | 17.0986 | 25.9351 | 40.4576 | -8.2771 | -7.2887 | 1.0924 | 2.0408 | 5.254 | 7.8849 | 3.7199 | 4.4657 | 5.7791 | 8712.7031 | 8176.8737 | 8176.8737 | 492.7774 | 301.7195 | 1081.9108 | FLAG: DCF EV below asset floor | 42.7692 | 0.15599 | 0.16174 | 13510.8578 | 18495.3462 | 274.2542 | 0 | 950.6973 | 12000 | 5.0004 | 5.6504 | 2643.7736 | -6.2084 | 3.0059 | 39168.1154 | 170.2699 | 182.5404 | 1000 | 1.5536 | 1.09 | 0 | 85.2684 | 27.6944 | 0 | 0.01 | 4207806.6135 | 901674.8768 | 5109481.4904 | 4207806.6135 | 1204.8424 | 5.0004 | 16775.9595 | 12447.762 | 11144.3333 | 0 | 4208115.1499 | 182.5404 | 0 | 27.6945
Sens: AIB CLT1 prepayment $500M | 2465.0795 | 8209.2404 | 19716.7966 | 4213.144 | -1135.4902 | 5020.2646 | -898.814 | 0.01 | 0 | none to Q4'30 | 1000 | 33779.4469 | 11402.704 | 1000 | 951.2908 | -267.5658 | 17617.7171 | 26949.0429 | -955.6922 | -621.0962 | 0.75032 | 46166.2147 | 22149.4763 | 0 | 0 | 27.4243 | 25.2243 | 26.6743 | 27.2673 | 674.6864 | 0.03 | 0.65441 | 9583.7995 | 19716.7966 | 16.6917 | 0 | 1000 | 812.6073 | 20079.989 | -5508.7224 | 0.41448 | 75.8023 | 493.8749 | 308.5364 | 1000 | 12.2705 | 0 | 2254.3125 | 308.5364 | 308.5364 | 5631.6262 | 0 | 54974.7041 | -2.013 | 417.929 | 111441.9072 | 17.0986 | 25.9351 | 40.4576 | -8.2771 | -7.2887 | 1.0924 | 2.0408 | 5.254 | 7.8849 | 3.7199 | 4.4657 | 5.7791 | 8712.7031 | 8176.8737 | 8176.8737 | 493.8749 | 301.7195 | 1081.9108 | FLAG: DCF EV below asset floor | 42.7692 | 0.15599 | 0.16174 | 13510.8578 | 18495.3462 | 275.9446 | 0 | 950.6973 | 12000 | 5.0004 | 5.6504 | 2643.7736 | -6.2084 | 3.0059 | 39420.5795 | 171.3674 | 183.6379 | 1000 | 1.5536 | 1.09 | 0 | 85.6566 | 28.2549 | 0 | 0.01 | 4233053.0204 | 901674.8768 | 5134727.8973 | 4233053.0204 | 1184.9189 | 5.0004 | 16775.9595 | 12447.762 | 11144.3333 | 0 | 4233361.5568 | 183.6379 | 0 | 28.2549
Sens: Inferize $130M Q4'26 (press-reported) | 2465.0795 | 8209.2404 | 19716.7966 | 4213.144 | -1135.4902 | 5020.2646 | -898.814 | 0.01 | 0 | none to Q4'30 | 1000 | 33779.4469 | 11402.704 | 1000 | 951.2908 | -267.5658 | 17617.7171 | 26949.0429 | -955.6922 | -621.0962 | 0.75032 | 46166.2147 | 22149.4763 | 0 | 0 | 27.4243 | 25.2243 | 26.6743 | 27.2673 | 674.6864 | 0.03 | 0.65441 | 9620.4661 | 19716.7966 | 16.6917 | 0 | 1000 | 812.6073 | 20079.989 | -5508.7224 | 0.41448 | 75.2937 | 492.2516 | 308.5364 | 1000 | 12.2705 | 0 | 2254.3125 | 308.5364 | 308.5364 | 5631.6262 | 0 | 54601.2819 | -2.013 | 417.929 | 111441.9072 | 17.0986 | 25.9351 | 40.4576 | -8.2771 | -7.2887 | 1.0924 | 2.0408 | 5.254 | 7.8849 | 3.7199 | 4.4657 | 5.7791 | 8712.7031 | 8176.8737 | 8176.8737 | 492.2516 | 301.7195 | 1081.9108 | FLAG: DCF EV below asset floor | 42.7692 | 0.15599 | 0.16174 | 13510.8578 | 18495.3462 | 273.4465 | 0 | 950.6973 | 12000 | 5.0004 | 5.6504 | 2643.7736 | -6.2084 | 3.0059 | 39047.1573 | 169.744 | 182.0146 | 1000 | 1.5536 | 1.09 | 0 | 85.0818 | 27.4246 | 0 | 0.01 | 4195710.8005 | 901674.8768 | 5097385.6774 | 4195710.8005 | 1214.7494 | 5.0004 | 16775.9595 | 12447.762 | 11144.3333 | 0 | 4196019.3369 | 182.0146 | 0 | 27.4246
BEAR + power loosens 2028 (-15%/yr) | 2161.0906 | 4287.2002 | 10941.2921 | 1840.9429 | -3929.7563 | 5599.2112 | -34388.3508 | 0.01 | 0 | none to Q4'30 | 1000 | 23393.2766 | 5266.2331 | 1000 | 747.0023 | -6258.6281 | 10749.8274 | 27562.9229 | -1436.1783 | -34113.1972 | 0.75032 | 16979.5532 | 14070.8897 | 0 | 0 | 22.2728 | 20.0728 | 21.5228 | 21.8719 | 594.1494 | 0.02 | 0.57256 | 15276.2104 | 10941.2921 | 14.7366 | 0 | 1000 | 470.4468 | 12000 | -2079.0066 | 1 | 27.0057 | 693.4854 | 308.5364 | 1000 | 12.2705 | 0 | 998.76 | 308.5364 | 308.5364 | 1666.3763 | 1732.5375 | 54774.3993 | -110.5646 | 155.7684 | 88718.0692 | 8.3078 | 17.1444 | 30.2857 | -13.6536 | -20.0976 | -3.5974 | -9.9393 | -0.54839 | -6.7347 | 3.3712 | 4.0471 | 5.1727 | 5354.4922 | 4257.6002 | 4257.6002 | 693.4854 | 189.4897 | 794.6073 | FLAG: DCF EV below asset floor | 42.7692 | 0.1246 | 0.086615 | 13510.8578 | 8639.4639 | 554.8315 | 1732.5375 | 1028.665 | 12000 | 0.027239 | 0.031325 | 1983.6663 | -14.9452 | -5.3227 | 53028.4289 | 372.6785 | 384.949 | 1000 | 1.5344 | 1.3102 | 0 | 31.0566 | 0 | 0 | 0.01 | 5477439.9291 | 0 | 5477439.9291 | 5477439.9291 | 6044460.4197 | 0.027239 | 13674.7097 | 10146.6346 | 12008.3333 | 0 | 5477748.4655 | 384.949 | 0 | 0.0115
BULL - v0.3 settings | 2538.6331 | 14376.3903 | 37234.0578 | 8852.2672 | 4463.2158 | 3813.9959 | 363040.0464 | 974.331 | 1091.2507 | Q2'27 | -8609.6939 | 33328.3611 | 25791.7096 | -10141.4169 | 1077.2909 | 15502.5391 | 20981.3467 | 29696.7645 | -657.106 | 366980.7516 | 0.95396 | 346239.0983 | 22283.3325 | 1031.135 | 1368.8649 | 43.0417 | 40.6417 | 42.2917 | 33.8689 | 669.5541 | 0.035 | 0.76237 | 7002.7601 | 37234.0578 | 24.1781 | 0 | -12270.183 | 909.8333 | 48826.7379 | 0 | 0.070473 | 974.331 | 376.649 | 376.649 | -8609.6939 | 0 | 0 | 3717.9 | 376.649 | 362.6716 | 9187.6431 | 775 | 0 | 1145.2853 | 515.155 | 108503.862 | 38.814 | 46.9762 | 47.512 | -8.4603 | 1.7217 | 0.65308 | 10.8351 | 4.2522 | 18.5405 | 5.1149 | 6.1404 | 6.4212 | 10591.5089 | 14342.5607 | 14342.5607 | 376.649 | 403.8333 | 1231.5 | OK: DCF EV above asset floor | 41.1282 | 0.1407 | 0.24723 | 0 | 0 | 26.4205 | 0 | 0 | 34144.2775 | 38.814 | 43.4717 | 2625.0395 | 3.867 | 16.2432 | 0 | 0 | 0 | -12270.183 | 1.2554 | 0.78049 | 1091.2507 | 1091.2507 | 1091.2507 | 974.331 | 974.331 | 0 | 0 | 0 | 0 | 0 | 15.4164 | 20254.3098 | 15028.6979 | 11066.6667 | 0 | 376.649 | 0 | 0 | 1091.2507
BEAR - v0.3 settings | 2027.3955 | 3424.4744 | 8488.6587 | 1375.1706 | -3850.3185 | 5088.5101 | -21541.186 | 0.01 | 0.0115 | Q3'27 | -3758.997 | 15940.9186 | 3986.5312 | -18553.8995 | 706.029 | -5338.1988 | 14202.2145 | 20734.3222 | -1455.0465 | -33504.3578 | 0.95396 | 10265.1505 | 6658.8897 | 0.010724 | 0.015209 | 22.2728 | 18.8978 | 21.5228 | 17.5261 | 516.0103 | 0.02 | 0.53507 | 9373.5949 | 8488.6587 | 19.758 | 0 | -32800.946 | 396.2889 | 15971.1631 | 0 | 1 | 0 | 308.5364 | 308.5364 | -3758.997 | 0 | 0 | 1016.4 | 308.5364 | 308.5364 | 2059.9347 | 2288.5914 | 0 | -108.5913 | 81.6106 | 63884.6523 | 0.64292 | 9.2837 | 9.8509 | -12.0536 | -3.8287 | -2.2878 | 5.8954 | 1.0516 | 12.7563 | 5.1149 | 6.1404 | 6.4212 | 4841.4035 | 3394.8744 | 3394.8744 | 308.5364 | 185 | 677.1481 | FLAG: DCF EV below asset floor | 41.1282 | 0.1407 | 0.23842 | 13618.5824 | 14036.6557 | 110.7303 | 1513.5914 | 0 | 10686.7888 | 0.64292 | 0.73935 | 1519.8556 | -1.0932 | 12.1123 | 0 | 0 | 0 | -32800.946 | 1.2554 | 0.78049 | 0 | 0.0115 | 0 | 0 | 0.01 | 0 | 0 | 0 | 0 | 0 | 0 | 13126.6014 | 9739.9382 | 11066.6667 | 0 | 308.5364 | 0 | 0 | 0.0115
BRIDGE v0.1 (as reported) | 2400.637 | 8242.0189 | 22266.6124 | 4575.8582 | -667.4641 | 4913.6415 | 41053.5476 | 105.9786 | 119.7559 | Q4'27 | -4456.7617 | 27831.1404 | 14579.6261 | -11256.4223 | 957.7183 | 4017.9247 | 12977.3867 | 24643.7322 | -1013.4984 | 33058.7326 | 0.91999 | 62513.5133 | 26412.7237 | 112.6568 | 152.9162 | 33.6258 | 30.8133 | 33.6258 | 26.4596 | 650.5421 | 0.03 | 0.7403 | 11212.0647 | 22266.6124 | 22.7953 | 0 | -17346.0587 | 684.5 | 47143.3709 | 0 | 0.53462 | 104.6612 | 311.9377 | 311.9377 | -4456.7617 | 0 | 0 | 2275.5 | 311.9377 | 310.1977 | 7640.9608 | 775 | 0 | 106.5493 | 289.8217 | 122450.314 | 26.915 | 35.5557 | 36.1229 | -9.6965 | 1.8194 | -0.36704 | 11.1489 | 3.142 | 19.2671 | 5.1149 | 6.1404 | 6.4212 | 7672.7959 | 8209.6521 | 8209.6521 | 311.9377 | 292.4 | 950 | OK: DCF EV above asset floor | 41.1282 | 0.1407 | 0.2656 | 13434.1778 | 13845.1294 | 44.3458 | 0 | 0 | 22068.9544 | 26.915 | 30.4139 | 1931.1479 | 2.1406 | 14.8103 | 0 | 0 | 0 | -17346.0587 | 1.2554 | 0.78049 | 118.2672 | 119.7559 | 118.2672 | 104.6612 | 118.2672 | 0 | 0 | 0 | 0 | 0 | 0 | 18707.6275 | 13881.0596 | 11066.6667 | 0 | 311.9377 | 0 | 0 | 118.2672
BRIDGE + fleet ratio forecast-only / capex on driver MW (FixMgmt) | 2400.637 | 8242.0189 | 22266.6124 | 4606.0461 | -637.2761 | 4913.6415 | 46917.5718 | 124.8136 | 141.0393 | Q4'27 | -4408.0848 | 27831.1404 | 14579.6261 | -11208.1898 | 975.5036 | 4017.9247 | 12977.3867 | 24643.7322 | -995.7131 | 38934.0545 | 0.91999 | 66300.7425 | 25831.0537 | 132.6786 | 180.0931 | 33.6258 | 30.8133 | 33.6258 | 26.4596 | 650.5421 | 0.03 | 0.7403 | 11229.9489 | 22266.6124 | 22.7953 | 0 | -17298.2794 | 684.5 | 45150.9959 | 0 | 0.53462 | 123.4961 | 311.9377 | 311.9377 | -4408.0848 | 0 | 0 | 2275.5 | 311.9377 | 310.4603 | 7708.1472 | 775 | 0 | 125.5918 | 289.8217 | 117275.314 | 27.1693 | 35.8101 | 36.3773 | -9.6965 | 1.8194 | -0.36704 | 11.1489 | 3.142 | 19.2671 | 5.1149 | 6.1404 | 6.4212 | 7672.7959 | 8209.6521 | 8209.6521 | 311.9377 | 292.4 | 950 | OK: DCF EV above asset floor | 41.1282 | 0.1407 | 0.2656 | 13434.1778 | 13845.1294 | 43.8787 | 0 | 0 | 22068.9544 | 27.1693 | 30.7013 | 1931.1479 | 2.1406 | 14.8103 | 0 | 0 | 0 | -17298.2794 | 1.2554 | 0.78049 | 141.2843 | 141.0393 | 139.5506 | 125.0304 | 141.2843 | 0 | 0 | 0 | 0 | 0 | 0 | 18774.8139 | 13930.9119 | 11066.6667 | 0 | 334.7305 | 0 | 0 | 139.5506
BRIDGE + terminal on Q4'30 exit incl. Q1'31 MW (include both) | 2400.637 | 8242.0189 | 22266.6124 | 4606.0461 | -637.2761 | 4913.6415 | 100185.8065 | 279.5958 | 315.9432 | Q4'27 | -4408.0848 | 27831.1404 | 14579.6261 | -11208.1898 | 975.5036 | 4017.9247 | 12977.3867 | 24643.7322 | -995.7131 | 103328.6795 | 0.91999 | 119568.9771 | 25831.0537 | 297.2144 | 403.4279 | 33.6258 | 30.8133 | 33.6258 | 26.4596 | 650.5421 | 0.03 | 0.7403 | 11229.9489 | 22266.6124 | 22.7953 | 0 | -17298.2794 | 684.5 | 45150.9959 | 0 | 0.53462 | 279.3879 | 369.5645 | 369.5645 | -4408.0848 | 0 | 0 | 2275.5 | 369.5645 | 330.4794 | 7708.1472 | 775 | 0 | 298.24 | 289.8217 | 117275.314 | 37.0616 | 45.4048 | 45.9525 | -9.6965 | 1.8194 | -0.36704 | 11.1489 | 3.142 | 19.2671 | 5.1149 | 6.1404 | 6.4212 | 7672.7959 | 8209.6521 | 8209.6521 | 369.5645 | 292.4 | 950 | OK: DCF EV above asset floor | 41.1282 | 0.1407 | 0.2656 | 2307.7873 | 2384.6083 | 43.8787 | 0 | 0 | 22068.9544 | 37.0616 | 41.8796 | 1931.1479 | 2.1406 | 14.8103 | 0 | 0 | 0 | -17298.2794 | 1.2554 | 0.78049 | 315.7084 | 315.9432 | 315.7084 | 279.3879 | 315.7084 | 0 | 0 | 0 | 0 | 0 | 8.391 | 18774.8139 | 13930.9119 | 11066.6667 | 0 | 369.5645 | 0 | 0 | 315.7084
BRIDGE + TV run-off floor | 2400.637 | 8242.0189 | 22266.6124 | 4606.0461 | -637.2761 | 4913.6415 | 100185.8065 | 279.5958 | 315.9432 | Q4'27 | -4408.0848 | 27831.1404 | 14579.6261 | -11208.1898 | 975.5036 | 4017.9247 | 12977.3867 | 24643.7322 | -995.7131 | 103328.6795 | 0.91999 | 119568.9771 | 25831.0537 | 297.2144 | 403.4279 | 33.6258 | 30.8133 | 33.6258 | 26.4596 | 650.5421 | 0.03 | 0.7403 | 11229.9489 | 22266.6124 | 22.7953 | 0 | -17298.2794 | 684.5 | 45150.9959 | 0 | 0.53462 | 279.3879 | 369.5645 | 369.5645 | -4408.0848 | 0 | 0 | 2275.5 | 369.5645 | 330.4794 | 7708.1472 | 775 | 0 | 298.24 | 289.8217 | 117275.314 | 37.0616 | 45.4048 | 45.9525 | -9.6965 | 1.8194 | -0.36704 | 11.1489 | 3.142 | 19.2671 | 5.1149 | 6.1404 | 6.4212 | 7672.7959 | 8209.6521 | 8209.6521 | 369.5645 | 292.4 | 950 | OK: DCF EV above asset floor | 41.1282 | 0.1407 | 0.2656 | 2307.7873 | 2384.6083 | 43.8787 | 0 | 0 | 22068.9544 | 37.0616 | 41.8796 | 1931.1479 | 2.1406 | 14.8103 | 0 | 0 | 0 | -17298.2794 | 1.2554 | 0.78049 | 315.7084 | 315.9432 | 315.7084 | 279.3879 | 315.7084 | 0 | 0 | 0 | 0 | 0 | 8.391 | 18774.8139 | 13930.9119 | 11066.6667 | 0 | 369.5645 | 0 | 0 | 315.7084
BRIDGE + owned-site O&M | 2400.637 | 8242.0189 | 22266.6124 | 4517.4726 | -725.8497 | 4913.6415 | 89065.1862 | 247.4808 | 279.6533 | Q4'27 | -4518.475 | 27831.1404 | 14200.6768 | -11598.1298 | 954.6294 | 3638.9754 | 12977.3867 | 24643.7322 | -1016.5873 | 88736.2916 | 0.91999 | 109797.7123 | 25831.0537 | 263.0757 | 357.0893 | 33.6258 | 30.8133 | 32.8758 | 26.4596 | 650.5421 | 0.03 | 0.71535 | 11208.9721 | 22266.6124 | 22.7953 | 0 | -18264.9706 | 684.5 | 45150.9959 | 0 | 0.53462 | 246.9902 | 358.5583 | 358.5583 | -4518.475 | 0 | 0 | 2275.5 | 358.5583 | 326.8356 | 7170.0607 | 775 | 0 | 262.1589 | 289.8217 | 117275.314 | 25.3873 | 34.0281 | 34.5953 | -9.6965 | -0.23739 | -0.36704 | 9.0921 | 3.142 | 16.4952 | 5.1149 | 6.1404 | 6.4212 | 7672.7959 | 8209.6521 | 8209.6521 | 358.5583 | 292.4 | 950 | OK: DCF EV above asset floor | 41.1282 | 0.1407 | 0.24405 | 5767.8306 | 5943.7271 | 46.0356 | 0 | 0 | 22068.9544 | 25.3873 | 28.6877 | 1931.1479 | 2.1406 | 14.8103 | 0 | 0 | 0 | -18264.9706 | 1.2554 | 0.78049 | 279.0989 | 279.6533 | 279.0989 | 246.9902 | 279.0989 | 0 | 0 | 0 | 0 | 0 | 0 | 18236.7273 | 13531.6517 | 11066.6667 | 0 | 358.5583 | 0 | 0 | 279.0989
BRIDGE + H2'26 repricing (= v0.2) | 2425.3295 | 8517.5153 | 22648.7362 | 4713.075 | -541.9023 | 4914.2768 | 99881.9428 | 278.7463 | 314.9833 | Q4'27 | -4310.0666 | 27836.6503 | 14491.0909 | -11177.5059 | 969.6918 | 3912.6157 | 12977.8806 | 24651.3747 | -1002.5153 | 103014.7215 | 0.95396 | 119151.3791 | 25865.2636 | 296.3113 | 402.2021 | 34.8673 | 32.0548 | 34.1173 | 27.4366 | 653.2694 | 0.03 | 0.71829 | 11223.7433 | 22648.7362 | 22.7953 | 0 | -17221.8699 | 684.5 | 45176.7227 | 0 | 0.52228 | 278.5384 | 369.5645 | 369.5645 | -4310.0666 | 0 | 0 | 2275.5 | 369.5645 | 330.3938 | 7278.5928 | 775 | 0 | 297.2224 | 289.8217 | 117342.137 | 35.6858 | 44.0289 | 44.5766 | -9.6965 | -0.23739 | -0.36704 | 9.0921 | 3.142 | 16.4952 | 5.1149 | 6.1404 | 6.4212 | 7672.7959 | 8485.1485 | 8485.1485 | 369.5645 | 292.4 | 950 | OK: DCF EV above asset floor | 41.1282 | 0.1407 | 0.24405 | 2307.7873 | 2384.6083 | 43.7017 | 0 | 0 | 22074.2082 | 35.6858 | 40.3249 | 1931.1479 | 2.1406 | 14.8103 | 0 | 0 | 0 | -17221.8699 | 1.2554 | 0.78049 | 314.7484 | 314.9833 | 314.7484 | 278.5384 | 314.7484 | 0 | 0 | 0 | 0 | 0 | 7.0151 | 18345.2595 | 13612.1826 | 11066.6667 | 0 | 369.5645 | 0 | 0 | 314.7484
BRIDGE + exclude both Q4'30 spend & Q1'31 MW | 2425.3295 | 8517.5153 | 22648.7362 | 4713.075 | -541.9023 | 4914.2768 | 86363.7411 | 239.9511 | 271.1448 | Q4'27 | -4310.0666 | 27836.6503 | 14491.0909 | -11177.5059 | 969.6918 | 3912.6157 | 12977.8806 | 24651.3747 | -1002.5153 | 86036.4767 | 0.95396 | 97674.9284 | 21839.9186 | 255.0716 | 346.2248 | 34.8673 | 32.0548 | 34.1173 | 27.4366 | 653.2694 | 0.03 | 0.71829 | 11223.7433 | 22648.7362 | 22.7953 | 0 | -17221.8699 | 684.5 | 37561.4227 | 0 | 0.52228 | 239.4606 | 358.5583 | 358.5583 | -4310.0666 | 0 | 0 | 2275.5 | 358.5583 | 325.8402 | 7278.5928 | 775 | 0 | 253.4085 | 289.8217 | 97562.137 | 25.7444 | 34.3852 | 34.9524 | -9.6965 | -0.23739 | -0.36704 | 9.0921 | 3.142 | 16.4952 | 5.1149 | 6.1404 | 6.4212 | 7672.7959 | 8485.1485 | 8485.1485 | 358.5583 | 292.4 | 950 | OK: DCF EV above asset floor | 41.1282 | 0.1407 | 0.24405 | 5767.8306 | 5943.7271 | 43.7017 | 0 | 0 | 22074.2082 | 25.7444 | 29.0911 | 1931.1479 | 2.1406 | 14.8103 | 0 | 0 | 0 | -17221.8699 | 1.2554 | 0.78049 | 270.5905 | 271.1448 | 270.5905 | 239.4606 | 270.5905 | 0 | 0 | 0 | 0 | 0 | 0 | 18345.2595 | 13612.1826 | 11066.6667 | 0 | 358.5583 | 0 | 0 | 270.5905
BRIDGE + GPU capex lead 3 qtrs (= v0.3) | 2425.3295 | 8517.5153 | 22648.7362 | 4713.075 | 399.3377 | 3973.0368 | 94115.7883 | 255.6152 | 288.8451 | Q2'27 | -7264.9716 | 25870.4503 | 14491.0909 | -16282.1725 | 969.6918 | 4853.8557 | 18130.8806 | 27426.3747 | -935.9153 | 91652.9363 | 0.95396 | 103661.7899 | 20844.2022 | 271.7226 | 368.8263 | 34.8673 | 32.0548 | 34.1173 | 27.4366 | 653.2694 | 0.03 | 0.71829 | 7924.5526 | 22648.7362 | 22.7953 | 0 | -21400.1851 | 684.5 | 35749.5357 | 0 | 0.52228 | 255.1246 | 358.5583 | 358.5583 | -7264.9716 | 0 | 0 | 2275.5 | 358.5583 | 327.8451 | 7278.5928 | 775 | 0 | 271.612 | 289.8217 | 92855.937 | 18.8227 | 27.4635 | 28.0307 | -9.6965 | -0.23739 | -0.36704 | 9.0921 | 3.142 | 16.4952 | 5.1149 | 6.1404 | 6.4212 | 7672.7959 | 8485.1485 | 8485.1485 | 358.5583 | 292.4 | 950 | OK: DCF EV above asset floor | 41.1282 | 0.1407 | 0.24405 | 5767.8306 | 5943.7271 | 52.8323 | 0 | 0 | 24369.5012 | 18.8227 | 21.2697 | 1931.1479 | 2.1406 | 14.8103 | 0 | 0 | 0 | -21400.1851 | 1.2554 | 0.78049 | 288.2908 | 288.8451 | 288.2908 | 255.1246 | 288.2908 | 0 | 0 | 0 | 0 | 0 | 0 | 18345.2595 | 13612.1826 | 11066.6667 | 0 | 358.5583 | 0 | 0 | 288.2908
BRIDGE + split capex lead: shell/power 3, GPUs 2 qtrs | 2425.3295 | 8517.5153 | 22648.7362 | 4713.075 | -275.5023 | 4647.8768 | 87921.3915 | 240.5996 | 271.8776 | Q3'27 | -7160.9335 | 27457.1503 | 14491.0909 | -13845.5251 | 969.6918 | 4179.0157 | 16720.3806 | 23736.3747 | -935.9153 | 86268.9865 | 0.95396 | 99357.8926 | 21559.5326 | 255.7609 | 347.1604 | 34.8673 | 32.0548 | 34.1173 | 27.4366 | 653.2694 | 0.03 | 0.71829 | 8841.3809 | 22648.7362 | 22.7953 | 0 | -22309.3441 | 684.5 | 37048.6027 | 0 | 0.52228 | 240.109 | 358.5583 | 358.5583 | -7160.9335 | 0 | 0 | 2275.5 | 358.5583 | 325.9284 | 7278.5928 | 775 | 0 | 254.162 | 289.8217 | 96230.137 | 21.4495 | 30.0902 | 30.6574 | -9.6965 | -0.23739 | -0.36704 | 9.0921 | 3.142 | 16.4952 | 5.1149 | 6.1404 | 6.4212 | 7672.7959 | 8485.1485 | 8485.1485 | 358.5583 | 292.4 | 950 | OK: DCF EV above asset floor | 41.1282 | 0.1407 | 0.24405 | 5767.8306 | 5943.7271 | 55.1345 | 0 | 0 | 23016.6882 | 21.4495 | 24.2379 | 1931.1479 | 2.1406 | 14.8103 | 0 | 0 | 0 | -22309.3441 | 1.2554 | 0.78049 | 271.3232 | 271.8776 | 271.3232 | 240.109 | 271.3232 | 0 | 0 | 0 | 0 | 0 | 0 | 18345.2595 | 13612.1826 | 11066.6667 | 0 | 358.5583 | 0 | 0 | 271.3232
BRIDGE + price path: post-Rubin cut 22% + -6%/yr from year 2 | 2425.3295 | 8102.5841 | 22384.539 | 4418.4739 | -553.2268 | 4647.5973 | 94973.0871 | 260.2664 | 294.101 | Q3'27 | -7450.3255 | 27448.8517 | 14290.3009 | -14279.1496 | 969.6918 | 3991.1459 | 16720.3806 | 23731.0908 | -935.9153 | 93320.6822 | 0.95396 | 105966.6497 | 21588.1963 | 276.667 | 375.5376 | 34.8673 | 32.0548 | 34.1173 | 27.4366 | 653.2694 | 0.03 | 0.72064 | 8841.3809 | 22384.539 | 22.221 | 0 | -22517.0171 | 684.5 | 37058.5514 | 0 | 0.58449 | 259.7758 | 358.5583 | 358.5583 | -7450.3255 | 0 | 0 | 2275.5 | 358.5583 | 328.394 | 7255.124 | 775 | 0 | 277.0174 | 289.8217 | 96255.9777 | 21.3734 | 30.0142 | 30.5814 | -9.6965 | -0.23739 | -0.36704 | 9.0921 | 3.142 | 16.4952 | 5.1149 | 6.1404 | 6.4212 | 7672.7959 | 8070.2173 | 8070.2173 | 358.5583 | 292.4 | 950 | OK: DCF EV above asset floor | 41.1282 | 0.1407 | 0.24405 | 5767.8306 | 5943.7271 | 55.6431 | 0 | 0 | 23011.4589 | 21.3734 | 24.1519 | 1931.1479 | 2.1406 | 14.8103 | 0 | 0 | 0 | -22517.0171 | 1.2554 | 0.78049 | 293.5467 | 294.101 | 293.5467 | 259.7758 | 293.5467 | 0 | 0 | 0 | 0 | 0 | 0 | 18321.7907 | 13594.7687 | 11066.6667 | 0 | 358.5583 | 0 | 0 | 293.5467
BRIDGE + Rubin premium at per-MW parity (1.56x GB300) | 2425.3295 | 8140.6586 | 24633.629 | 4445.5068 | -527.747 | 4647.6274 | 153790.4829 | 419.2389 | 473.74 | Q3'27 | -7423.7798 | 27449.6132 | 15999.6094 | -12992.7392 | 969.6918 | 5608.0666 | 16720.3806 | 23776.0726 | -935.9153 | 157905.9086 | 0.95396 | 157013.8208 | 21809.2435 | 445.6571 | 604.9186 | 34.8673 | 32.0548 | 34.1173 | 34.8673 | 653.2694 | 0.03 | 0.73528 | 8841.3809 | 24633.629 | 22.221 | 0 | -18824.8853 | 684.5 | 37202.1646 | 0 | 0.58449 | 419.2389 | 376.649 | 376.649 | -7423.7798 | 0 | 0 | 2275.5 | 376.649 | 344.1649 | 7518.3972 | 775 | 0 | 467.651 | 289.8217 | 96628.9988 | 38.6544 | 46.8166 | 47.3524 | -9.6965 | -0.23739 | -0.36704 | 9.0921 | 3.142 | 16.4952 | 5.1149 | 6.1404 | 6.4212 | 7672.7959 | 8108.2918 | 8108.2918 | 376.649 | 292.4 | 950 | OK: DCF EV above asset floor | 41.1282 | 0.1407 | 0.24405 | 0 | 0 | 47.4973 | 0 | 0 | 23029.07 | 38.6544 | 43.6795 | 1931.1479 | 2.1406 | 14.8103 | 0 | 0 | 0 | -18824.8853 | 1.2554 | 0.78049 | 473.74 | 473.74 | 473.74 | 419.2389 | 473.74 | 0 | 0 | 0 | 0 | 0 | 10.8408 | 18585.0639 | 13790.1174 | 11066.6667 | 0 | 376.649 | 0 | 0 | 473.74
BRIDGE + CLT1 rent $2.2M/IT MW-yr | 2425.3295 | 8140.6586 | 24633.629 | 4447.4208 | -525.833 | 4647.6274 | 154026.0945 | 419.8645 | 474.4469 | Q3'27 | -7421.8657 | 27449.6132 | 16022.5781 | -12973.8481 | 969.6918 | 5631.0354 | 16720.3806 | 23776.0726 | -935.9153 | 158141.5202 | 0.95396 | 157201.7592 | 21809.2435 | 446.3221 | 605.8212 | 34.8673 | 32.6673 | 34.1173 | 34.8673 | 653.2694 | 0.03 | 0.73577 | 8841.3809 | 24633.629 | 22.221 | 0 | -18789.0188 | 684.5 | 37202.1646 | 0 | 0.58449 | 419.8645 | 376.649 | 376.649 | -7421.8657 | 0 | 0 | 2275.5 | 376.649 | 344.2133 | 7533.0837 | 775 | 0 | 468.4146 | 289.8217 | 96628.9988 | 38.6994 | 46.8616 | 47.3974 | -9.6965 | -0.23739 | -0.36704 | 9.0921 | 3.142 | 16.4952 | 5.1149 | 6.1404 | 6.4212 | 7672.7959 | 8108.2918 | 8108.2918 | 376.649 | 292.4 | 950 | OK: DCF EV above asset floor | 41.1282 | 0.1407 | 0.24405 | 0 | 0 | 47.4176 | 0 | 0 | 23029.07 | 38.6994 | 43.7303 | 1931.1479 | 2.1406 | 14.8103 | 0 | 0 | 0 | -18789.0188 | 1.2554 | 0.78049 | 474.4469 | 474.4469 | 474.4469 | 419.8645 | 474.4469 | 0 | 0 | 0 | 0 | 0 | 10.8858 | 18599.7503 | 13801.0147 | 11066.6667 | 0 | 376.649 | 0 | 0 | 474.4469
BRIDGE + terminal g from fundamentals | 2425.3295 | 8140.6586 | 24633.629 | 4447.4208 | -525.833 | 4647.6274 | 125819.5653 | 344.9764 | 389.8233 | Q3'27 | -7421.8657 | 27449.6132 | 16022.5781 | -12973.8481 | 969.6918 | 5631.0354 | 16720.3806 | 23776.0726 | -935.9153 | 129934.9909 | 0.95396 | 128995.23 | 25322.026 | 366.7149 | 497.7654 | 34.8673 | 32.6673 | 34.1173 | 34.8673 | 653.2694 | 0.03 | 0.73577 | 8841.3809 | 24633.629 | 22.221 | 0 | -18789.0188 | 684.5 | 37202.1646 | 0 | 0.58449 | 344.9764 | 376.649 | 376.649 | -7421.8657 | 0 | 0 | 2275.5 | 376.649 | 337.1721 | 7533.0837 | 775 | 0 | 376.9942 | 289.8217 | 96628.9988 | 38.6994 | 46.8616 | 47.3974 | -9.6965 | -0.23739 | -0.36704 | 9.0921 | 3.142 | 16.4952 | 5.1149 | 6.1404 | 6.4212 | 7672.7959 | 8108.2918 | 8108.2918 | 376.649 | 292.4 | 950 | OK: DCF EV above asset floor | 41.1282 | 0.1407 | 0.24405 | 0 | 0 | 47.4176 | 0 | 0 | 23029.07 | 38.6994 | 43.7303 | 1931.1479 | 2.1406 | 14.8103 | 0 | 0 | 0 | -18789.0188 | 1.2554 | 0.78049 | 389.8233 | 389.8233 | 389.8233 | 344.9764 | 389.8233 | 0 | 0 | 0 | 0 | 0 | 10.8858 | 18599.7503 | 13801.0147 | 11066.6667 | 0 | 376.649 | 0 | 0 | 389.8233
BRIDGE + new-deal pricing: 2027+ MW at $22M multi-year + 10% short-term $45M | 2425.3295 | 7324.9522 | 19028.3078 | 3868.2693 | -1071.4928 | 4646.764 | 33183.3883 | 76.5045 | 86.4501 | Q3'27 | -7990.8284 | 27433.299 | 11762.534 | -16718.8222 | 969.6918 | 1604.6194 | 16720.3806 | 23663.9662 | -935.9153 | 23864.6361 | 0.95396 | 53328.4441 | 21755.056 | 81.3254 | 110.3881 | 34.8673 | 32.6673 | 34.1173 | 34.8673 | 653.2694 | 0.03 | 0.69934 | 8841.3809 | 19028.3078 | 22.221 | 0 | -27749.75 | 684.5 | 36892.601 | 0 | 0.58449 | 75.1871 | 311.9377 | 311.9377 | -7990.8284 | 0 | 0 | 2275.5 | 311.9377 | 309.5273 | 6735.5341 | 775 | 0 | 76.7502 | 289.8217 | 95824.9378 | 19.6893 | 28.3301 | 28.8973 | -9.6965 | -0.23739 | -0.36704 | 9.0921 | 3.142 | 16.4952 | 5.1149 | 6.1404 | 6.4212 | 7672.7959 | 7292.5854 | 7292.5854 | 311.9377 | 292.4 | 950 | OK: DCF EV above asset floor | 41.1282 | 0.1407 | 0.24405 | 13434.1778 | 13845.1294 | 67.3006 | 0 | 0 | 22979.6281 | 19.6893 | 22.249 | 1931.1479 | 2.1406 | 14.8103 | 0 | 0 | 0 | -27749.75 | 1.2554 | 0.78049 | 84.9614 | 86.4501 | 84.9614 | 75.1871 | 84.9614 | 0 | 0 | 0 | 0 | 0 | 0 | 17802.2008 | 13209.233 | 11066.6667 | 0 | 311.9377 | 0 | 0 | 84.9614
BRIDGE + prepayments on new-build capex only (38.5%) | 2425.3295 | 7324.9522 | 19028.3078 | 3868.2693 | -1071.4928 | 4646.764 | 31884.6537 | 72.3249 | 81.7272 | Q3'27 | -8050.0581 | 27433.299 | 11762.534 | -16945.8383 | 969.6918 | 1604.6194 | 16720.3806 | 23663.9662 | -935.9153 | 22560.8714 | 0.95396 | 53328.4441 | 21755.056 | 76.8824 | 104.3574 | 34.8673 | 32.6673 | 34.1173 | 34.8673 | 653.2694 | 0.03 | 0.69934 | 8830.637 | 19028.3078 | 22.221 | 0 | -28185.8483 | 684.5 | 34565.685 | 0 | 0.58449 | 71.0075 | 311.9377 | 311.9377 | -8050.0581 | 0 | 0 | 2275.5 | 311.9377 | 309.3881 | 6735.5341 | 775 | 0 | 72.5246 | 289.8217 | 95824.9378 | 19.673 | 28.3138 | 28.881 | -9.6965 | -0.23739 | -0.36704 | 9.0921 | 3.142 | 16.4952 | 5.1149 | 6.1404 | 6.4212 | 7672.7959 | 7292.5854 | 7292.5854 | 311.9377 | 292.4 | 950 | OK: DCF EV above asset floor | 41.1282 | 0.1407 | 0.24405 | 13434.1778 | 13845.1294 | 68.2748 | 0 | 0 | 22710.765 | 19.673 | 22.2305 | 1931.1479 | 2.1406 | 14.8103 | 0 | 0 | 0 | -28185.8483 | 1.2554 | 0.78049 | 80.2385 | 81.7272 | 80.2385 | 71.0075 | 80.2385 | 0 | 0 | 0 | 0 | 0 | 0 | 17802.2008 | 13209.233 | 11066.6667 | 0 | 311.9377 | 0 | 0 | 80.2385
BRIDGE + GPU history anchor ~30k at 3/31/25 (= v0.4) | 2423.4083 | 7320.2931 | 19024.8843 | 3864.9613 | -1074.5942 | 4646.7438 | 31798.0646 | 72.0481 | 81.4144 | Q3'27 | -8054.4407 | 27433.2059 | 11759.9322 | -16952.1125 | 968.5199 | 1602.1834 | 16720.3422 | 23663.8977 | -937.0108 | 22474.5265 | 0.8251 | 53259.1234 | 21751.8294 | 76.5882 | 103.958 | 30.1575 | 27.9575 | 29.4075 | 30.1575 | 653.6834 | 0.03 | 0.69929 | 8829.5057 | 19024.8843 | 22.221 | 0 | -28196.4358 | 684.5 | 34565.685 | 0 | 0.58562 | 70.7307 | 311.9377 | 311.9377 | -8054.4407 | 0 | 0 | 2275.5 | 311.9377 | 309.3783 | 6732.8152 | 775 | 0 | 72.2447 | 289.8217 | 95824.1803 | 19.665 | 28.3058 | 28.873 | -9.6965 | -0.23739 | -0.36704 | 9.0921 | 3.142 | 16.4952 | 5.1149 | 6.1404 | 6.4212 | 7672.7959 | 7287.9264 | 7287.9264 | 311.9377 | 292.4 | 950 | OK: DCF EV above asset floor | 41.1282 | 0.1407 | 0.24405 | 13434.1778 | 13845.1294 | 68.2988 | 0 | 0 | 22710.765 | 19.665 | 22.2215 | 1931.1479 | 2.1406 | 14.8103 | 0 | 0 | 0 | -28196.4358 | 1.2554 | 0.78049 | 79.9257 | 81.4144 | 79.9257 | 70.7307 | 79.9257 | 0 | 0 | 0 | 0 | 0 | 0 | 17799.4819 | 13207.2155 | 11066.6667 | 0 | 311.9377 | 0 | 0 | 79.9257
BRIDGE + closing deferred revenue run-off deducted from EV (cash double-count fix) | 2423.4083 | 7320.2931 | 19024.8843 | 3864.9613 | -1074.5942 | 4646.7438 | 22186.9805 | 41.0941 | 46.4364 | Q3'27 | -8054.4407 | 27433.2059 | 11759.9322 | -16952.1125 | 968.5199 | 1602.1834 | 16720.3422 | 23663.8977 | -937.0108 | 12679.0378 | 0.8251 | 53259.1234 | 21751.8294 | 43.6837 | 59.2946 | 30.1575 | 27.9575 | 29.4075 | 30.1575 | 653.6834 | 0.03 | 0.69929 | 8829.5057 | 19024.8843 | 22.221 | 0 | -28299.0162 | 684.5 | 34565.685 | -9611.0841 | 0.58562 | 39.7391 | 308.5364 | 308.5364 | -8054.4407 | 0 | 0 | 2275.5 | 308.5364 | 308.5364 | 6732.8152 | 775 | 0 | 41.0941 | 289.8217 | 95824.1803 | 19.665 | 28.3058 | 28.873 | -9.6965 | -0.23739 | -0.36704 | 9.0921 | 3.142 | 16.4952 | 5.1149 | 6.1404 | 6.4212 | 7672.7959 | 7287.9264 | 7287.9264 | 308.5364 | 292.4 | 950 | OK: DCF EV above asset floor | 41.1282 | 0.1407 | 0.24405 | 13618.5824 | 14036.6557 | 68.5237 | 0 | 0 | 22710.765 | 19.665 | 22.2215 | 1931.1479 | 2.1406 | 14.8103 | 0 | 0 | 0 | -28299.0162 | 1.2554 | 0.78049 | 44.9052 | 46.4364 | 44.9052 | 39.7391 | 44.9052 | 0 | 0 | 0 | 0 | 0 | 0 | 17799.4819 | 13207.2155 | 11066.6667 | 0 | 308.5364 | 0 | 0 | 44.9052
BRIDGE + prepayments by customer: signed MSFT/Meta 0% new, new hyperscaler 30% | 2423.4083 | 7320.2931 | 19024.8843 | 3864.9613 | -1074.5942 | 4646.7438 | 21363.23 | 38.4243 | 43.4194 | Q2'27 | -11246.4034 | 27433.2059 | 11759.9322 | -19196.6203 | 968.5199 | 1602.1834 | 16720.3422 | 23663.8977 | -937.0108 | 11855.2873 | 0.8251 | 53259.1234 | 21751.8294 | 40.8456 | 55.4423 | 30.1575 | 27.9575 | 29.4075 | 30.1575 | 653.6834 | 0.03 | 0.69929 | 7989.2121 | 19024.8843 | 22.221 | 0 | -30015.9226 | 684.5 | 30483.4714 | -8958.5428 | 0.58562 | 37.0693 | 308.5364 | 308.5364 | -11246.4034 | 0 | 0 | 2275.5 | 308.5364 | 308.5364 | 6732.8152 | 775 | 0 | 38.4243 | 289.8217 | 95824.1803 | 19.665 | 28.3058 | 28.873 | -9.6965 | -0.23739 | -0.36704 | 9.0921 | 3.142 | 16.4952 | 5.1149 | 6.1404 | 6.4212 | 7672.7959 | 7287.9264 | 7287.9264 | 308.5364 | 292.4 | 950 | OK: DCF EV above asset floor | 41.1282 | 0.1407 | 0.24405 | 13618.5824 | 14036.6557 | 72.7463 | 0 | 0 | 18628.5514 | 19.665 | 22.2215 | 1931.1479 | 2.1406 | 14.8103 | 0 | 0 | 0 | -30015.9226 | 1.2554 | 0.78049 | 41.8883 | 43.4194 | 41.8883 | 37.0693 | 41.8883 | 0 | 0 | 0 | 0 | 0 | 0 | 17799.4819 | 13207.2155 | 11066.6667 | 0 | 308.5364 | 0 | 0 | 41.8883
BRIDGE + prepayment decay: other deals 38.5% -> 22.5% for 2028+ signings | 2423.4083 | 7320.2931 | 19024.8843 | 3864.9613 | -1074.5942 | 4646.7438 | 20198.6466 | 34.6497 | 39.1542 | Q2'27 | -11246.4034 | 27433.2059 | 11759.9322 | -22470.2621 | 968.5199 | 1602.1834 | 16720.3422 | 23663.8977 | -937.0108 | 10690.7039 | 0.8251 | 53259.1234 | 21751.8294 | 36.8332 | 49.996 | 30.1575 | 27.9575 | 29.4075 | 30.1575 | 653.6834 | 0.03 | 0.69929 | 7989.2121 | 19024.8843 | 22.221 | 0 | -37088.6244 | 684.5 | 21854.1914 | -6256.1801 | 0.58562 | 33.2947 | 308.5364 | 308.5364 | -11246.4034 | 0 | 0 | 2275.5 | 308.5364 | 308.5364 | 6732.8152 | 775 | 0 | 34.6497 | 289.8217 | 95824.1803 | 19.665 | 28.3058 | 28.873 | -9.6965 | -0.23739 | -0.36704 | 9.0921 | 3.142 | 16.4952 | 5.1149 | 6.1404 | 6.4212 | 7672.7959 | 7287.9264 | 7287.9264 | 308.5364 | 292.4 | 950 | OK: DCF EV above asset floor | 41.1282 | 0.1407 | 0.24405 | 13618.5824 | 14036.6557 | 88.4687 | 0 | 0 | 14925.9914 | 19.665 | 22.2215 | 1931.1479 | 2.1406 | 14.8103 | 0 | 0 | 0 | -37088.6244 | 1.2554 | 0.78049 | 37.623 | 39.1542 | 37.623 | 33.2947 | 37.623 | 0 | 0 | 0 | 0 | 0 | 0 | 17799.4819 | 13207.2155 | 11066.6667 | 0 | 308.5364 | 0 | 0 | 37.623
BRIDGE + DR release on Reported 6/30 split; new prepayments straight-line 4 yrs | 2423.4083 | 7320.2931 | 19024.8843 | 3864.9613 | -1074.5942 | 4646.7438 | 20470.373 | 36.3506 | 41.0762 | Q2'27 | -9683.8936 | 27433.2059 | 11759.9322 | -20600.7744 | 968.5199 | 1602.1834 | 16720.3422 | 23663.8977 | -937.0108 | 11215.497 | 0.8251 | 53259.1234 | 21751.8294 | 38.6413 | 52.4502 | 30.1575 | 27.9575 | 29.4075 | 30.1575 | 653.6834 | 0.03 | 0.69929 | 8567.9317 | 19024.8843 | 22.221 | 0 | -35586.679 | 684.5 | 21854.1914 | -5613.7926 | 0.58562 | 34.9956 | 308.5364 | 308.5364 | -9683.8936 | 0 | 0 | 2275.5 | 308.5364 | 308.5364 | 6732.8152 | 775 | 0 | 36.3506 | 289.8217 | 95824.1803 | 20.4852 | 29.126 | 29.6932 | -9.6965 | -0.23739 | -0.36704 | 9.0921 | 3.142 | 16.4952 | 5.1149 | 6.1404 | 6.4212 | 7672.7959 | 7287.9264 | 7287.9264 | 308.5364 | 292.4 | 950 | OK: DCF EV above asset floor | 41.1282 | 0.1407 | 0.24405 | 13618.5824 | 14036.6557 | 84.9174 | 0 | 0 | 14925.9914 | 20.4852 | 23.1483 | 1931.1479 | 2.1406 | 14.8103 | 0 | 0 | 0 | -35586.679 | 1.2554 | 0.78049 | 39.5451 | 41.0762 | 39.5451 | 34.9956 | 39.5451 | 0 | 0 | 0 | 0 | 0 | 0 | 17799.4819 | 13207.2155 | 11066.6667 | 0 | 308.5364 | 0 | 0 | 39.5451
BRIDGE + short-term = 5% of TOTAL active MW at $45M x 85% occupancy (= v0.5) | 2423.4083 | 7336.2135 | 18576.5736 | 3876.2648 | -1063.983 | 4646.7993 | 10106.001 | 2.7586 | 3.1172 | Q2'27 | -9672.7996 | 27433.5243 | 11419.216 | -20842.6347 | 968.5199 | 1279.7455 | 16720.3422 | 23654.9315 | -937.0108 | 851.1249 | 0.8251 | 44606.6953 | 21344.4515 | 2.9324 | 3.9804 | 30.1575 | 27.9575 | 29.4075 | 30.1575 | 653.6834 | 0.03 | 0.69278 | 8567.9317 | 18576.5736 | 21.2422 | 0 | -36373.333 | 684.5 | 21854.1914 | -5613.7926 | 0.58562 | 1.4036 | 308.5364 | 308.5364 | -9672.7996 | 0 | 0 | 2275.5 | 308.5364 | 308.5364 | 6633.5845 | 775 | 0 | 2.7586 | 289.8217 | 95740.7643 | 20.1636 | 28.8044 | 29.3716 | -9.6965 | -0.23739 | -0.36704 | 9.0921 | 3.142 | 16.4952 | 5.1149 | 6.1404 | 6.4212 | 7672.7959 | 7303.8467 | 7303.8467 | 308.5364 | 292.4 | 950 | OK: DCF EV above asset floor | 41.1282 | 0.1407 | 0.24405 | 13618.5824 | 14036.6557 | 86.6535 | 0 | 0 | 14925.9914 | 20.1636 | 22.7849 | 1931.1479 | 2.1406 | 14.8103 | 0 | 0 | 0 | -36373.333 | 1.2554 | 0.78049 | 1.586 | 3.1172 | 1.586 | 1.4036 | 1.586 | 0 | 0 | 0 | 0 | 0 | 0 | 17700.2512 | 13133.5864 | 11066.6667 | 0 | 308.5364 | 0 | 0 | 1.586
BRIDGE + new-deal $/MW path fix: flat nominal within generation to 2028, then -3%/yr (no per-chip ageing) | 2423.4083 | 7640.8884 | 20773.0271 | 4092.584 | -860.0827 | 4647.0312 | 52718.9794 | 140.0996 | 158.3126 | Q2'27 | -9462.5164 | 27439.6178 | 13088.5207 | -19368.1222 | 968.5199 | 2857.4759 | 16720.3422 | 23698.8605 | -937.0108 | 46895.6167 | 0.8251 | 80005.665 | 23007.0549 | 148.9279 | 202.1493 | 30.1575 | 27.9575 | 29.4075 | 30.1575 | 653.6834 | 0.03 | 0.71514 | 8567.9317 | 20773.0271 | 22.3917 | 0 | -32658.5945 | 684.5 | 21854.1914 | -5613.7926 | 0.49399 | 139.1147 | 334.7305 | 334.7305 | -9462.5164 | 0 | 0 | 2275.5 | 334.7305 | 310.6215 | 7055.3299 | 775 | 0 | 140.8719 | 289.8217 | 96087.4282 | 21.5305 | 30.1713 | 30.7385 | -9.6965 | -0.23739 | -0.36704 | 9.0921 | 3.142 | 16.4952 | 5.1149 | 6.1404 | 6.4212 | 7672.7959 | 7608.5217 | 7608.5217 | 334.7305 | 292.4 | 950 | OK: DCF EV above asset floor | 41.1282 | 0.1407 | 0.24405 | 10187.069 | 10516.7517 | 78.407 | 0 | 0 | 14925.9914 | 21.5305 | 24.3295 | 1931.1479 | 2.1406 | 14.8103 | 0 | 0 | 0 | -32658.5945 | 1.2554 | 0.78049 | 157.1996 | 158.3126 | 157.1996 | 139.1147 | 157.1996 | 0 | 0 | 0 | 0 | 0 | 0 | 18121.9966 | 13446.5215 | 11066.6667 | 0 | 334.7305 | 0 | 0 | 157.1996
BRIDGE + Rubin new-deal pricing 1.2x GB300 per GPU-hr (generation step-down -22% $/MW) | 2423.4083 | 7623.2306 | 19676.8937 | 4080.047 | -871.8993 | 4647.0171 | 27150.298 | 57.9597 | 65.4945 | Q2'27 | -9474.7003 | 27439.2646 | 12255.4593 | -20001.7061 | 968.5199 | 2069.4187 | 16720.3422 | 23676.9379 | -937.0108 | 18079.8266 | 0.8251 | 58538.4153 | 21998.9473 | 61.612 | 83.6299 | 30.1575 | 27.9575 | 29.4075 | 24.2302 | 653.6834 | 0.03 | 0.70275 | 8567.9317 | 19676.8937 | 22.3917 | 0 | -34524.2926 | 684.5 | 21854.1914 | -5613.7926 | 0.51941 | 56.6423 | 311.9377 | 311.9377 | -9474.7003 | 0 | 0 | 2275.5 | 311.9377 | 308.7561 | 6851.1765 | 775 | 0 | 58.001 | 289.8217 | 95888.0767 | 20.8689 | 29.5097 | 30.0768 | -9.6965 | -0.23739 | -0.36704 | 9.0921 | 3.142 | 16.4952 | 5.1149 | 6.1404 | 6.4212 | 7672.7959 | 7590.8639 | 7590.8639 | 311.9377 | 292.4 | 950 | OK: DCF EV above asset floor | 41.1282 | 0.1407 | 0.24405 | 13434.1778 | 13845.1294 | 82.5328 | 0 | 0 | 14925.9914 | 20.8689 | 23.5818 | 1931.1479 | 2.1406 | 14.8103 | 0 | 0 | 0 | -34524.2926 | 1.2554 | 0.78049 | 64.0058 | 65.4945 | 64.0058 | 56.6423 | 64.0058 | 0 | 0 | 0 | 0 | 0 | 0 | 17917.8432 | 13295.0397 | 11066.6667 | 0 | 311.9377 | 0 | 0 | 64.0058
BRIDGE + stake values per Filings Note 5; Avride $0 in base (= v0.6) | 2423.4083 | 7623.2306 | 19676.8937 | 4080.047 | -871.8993 | 4647.0171 | 27150.298 | 57.8918 | 65.4177 | Q2'27 | -9474.7003 | 27439.2646 | 12255.4593 | -20001.7061 | 968.5199 | 2069.4187 | 16720.3422 | 23676.9379 | -937.0108 | 18058.6391 | 0.8251 | 58538.4153 | 21998.9473 | 61.5398 | 83.5319 | 30.1575 | 27.9575 | 29.4075 | 24.2302 | 653.6834 | 0.03 | 0.70275 | 8567.9317 | 19676.8937 | 22.3917 | 0 | -34524.2926 | 684.5 | 21854.1914 | -5613.7926 | 0.51941 | 56.5744 | 311.9377 | 311.9377 | -9474.7003 | 0 | 0 | 2254.3125 | 311.9377 | 308.7524 | 6851.1765 | 775 | 0 | 57.9323 | 289.8217 | 95888.0767 | 20.8689 | 29.7054 | 38.6185 | -9.6965 | -0.23739 | -0.36704 | 9.0921 | 3.142 | 16.4952 | 5.1149 | 6.1404 | 6.4212 | 7672.7959 | 7590.8639 | 7590.8639 | 311.9377 | 292.4 | 950 | OK: DCF EV above asset floor | 41.1282 | 0.1407 | 0.24405 | 13434.1778 | 13845.1294 | 82.5328 | 0 | 0 | 14925.9914 | 20.8689 | 23.5818 | 1931.1479 | 2.1406 | 14.8103 | 0 | 0 | 0 | -34524.2926 | 1.2554 | 0.78049 | 63.9291 | 65.4177 | 63.9291 | 56.5744 | 63.9291 | 0 | 0 | 0 | 0 | 0 | 0 | 17917.8432 | 13295.0397 | 11066.6667 | 0 | 311.9377 | 0 | 0 | 63.9291
BRIDGE + $775M asset-backed facility $0 drawn (undisclosed) | 2423.4083 | 7623.2306 | 19676.8937 | 4080.047 | -868.6023 | 4643.72 | 27144.223 | 57.9127 | 65.4414 | Q2'27 | -10193.9951 | 27439.2646 | 12255.4593 | -20673.3053 | 968.5199 | 2076.4838 | 16720.3422 | 23676.9379 | -936.7753 | 18065.1578 | 0.8251 | 58538.4153 | 21998.9473 | 61.5621 | 83.5621 | 30.1575 | 27.9575 | 29.4075 | 24.2302 | 653.6834 | 0.03 | 0.70275 | 7811.4481 | 19676.8937 | 22.3917 | 0 | -35161.446 | 684.5 | 21854.1914 | -5613.7926 | 0.51941 | 56.5953 | 311.9377 | 311.9377 | -10193.9951 | 0 | 0 | 2254.3125 | 311.9377 | 308.7535 | 6851.1765 | 0 | 0 | 57.9535 | 289.8217 | 95888.0767 | 20.9097 | 29.7462 | 38.6593 | -9.6965 | -0.23739 | -0.36704 | 9.0921 | 3.142 | 16.4952 | 5.1149 | 6.1404 | 6.4212 | 7672.7959 | 7590.8639 | 7590.8639 | 311.9377 | 292.4 | 950 | OK: DCF EV above asset floor | 41.1282 | 0.1407 | 0.24405 | 13434.1778 | 13845.1294 | 84.0412 | 0 | 0 | 14925.9914 | 20.9097 | 23.6279 | 1931.1479 | 2.1406 | 14.8103 | 0 | 0 | 0 | -35161.446 | 1.2554 | 0.78049 | 63.9527 | 65.4414 | 63.9527 | 56.5953 | 63.9527 | 0 | 0 | 0 | 0 | 0 | 0 | 17917.8432 | 13295.0397 | 11066.6667 | 0 | 311.9377 | 0 | 0 | 63.9527
BRIDGE + existing converts OTM at solved price as debt at ORIGINAL principal ($13.4B) not accreted | 2423.4083 | 7623.2306 | 19676.8937 | 4080.047 | -868.6023 | 4643.72 | 27144.223 | 58.5031 | 66.1085 | Q2'27 | -10193.9951 | 27439.2646 | 12255.4593 | -20673.3053 | 968.5199 | 2076.4838 | 16720.3422 | 23676.9379 | -936.7753 | 18249.3356 | 0.8251 | 58538.4153 | 21998.9473 | 62.1897 | 84.414 | 30.1575 | 27.9575 | 29.4075 | 24.2302 | 653.6834 | 0.03 | 0.70275 | 7811.4481 | 19676.8937 | 22.3917 | 0 | -35161.446 | 684.5 | 21854.1914 | -5613.7926 | 0.51941 | 58.5031 | 311.9377 | 311.9377 | -10193.9951 | 0 | 0 | 2254.3125 | 311.9377 | 308.9464 | 6851.1765 | 0 | 0 | 58.5809 | 289.8217 | 95888.0767 | 21.5371 | 30.3737 | 39.2867 | -9.6965 | -0.23739 | -0.36704 | 9.0921 | 3.142 | 16.4952 | 5.1149 | 6.1404 | 6.4212 | 7672.7959 | 7590.8639 | 7590.8639 | 311.9377 | 292.4 | 950 | OK: DCF EV above asset floor | 41.1282 | 0.1407 | 0.24405 | 13250 | 13250 | 84.0412 | 0 | 0 | 14925.9914 | 21.5371 | 24.3369 | 1931.1479 | 2.1406 | 14.8103 | 0 | 0 | 0 | -35161.446 | 1.2554 | 0.78049 | 66.1085 | 66.1085 | 66.1085 | 58.5031 | 66.1085 | 0 | 0 | 0 | 0 | 0 | 0 | 17917.8432 | 13295.0397 | 11066.6667 | 0 | 311.9377 | 0 | 0 | 66.1085
BRIDGE + Rubin revenue direct $18M/IT MW (no IT/gross toggle); short-term $45M tranche GB300-only | 2423.4083 | 7621.7173 | 19606.8946 | 4078.9726 | -869.615 | 4643.7189 | 26024.1124 | 54.9123 | 62.0509 | Q2'27 | -10195.0392 | 27439.2343 | 12202.26 | -20714.5369 | 968.5199 | 2026.1676 | 16720.3422 | 23675.5379 | -936.7753 | 17129.225 | 0.8251 | 57617.3327 | 21955.5413 | 58.3726 | 79.2328 | 30.1575 | 27.9575 | 29.4075 | 24.2302 | 653.6834 | 0.03 | 0.70213 | 7811.4481 | 19606.8946 | 22.3917 | 0 | -35264.993 | 684.5 | 21854.1914 | -5613.7926 | 0.51941 | 54.9123 | 311.9377 | 311.9377 | -10195.0392 | 0 | 0 | 2254.3125 | 311.9377 | 308.7508 | 6839.7399 | 0 | 0 | 54.9505 | 289.8217 | 95878.4754 | 21.5 | 30.3366 | 39.2496 | -9.6965 | -0.23739 | -0.36704 | 9.0921 | 3.142 | 16.4952 | 5.1149 | 6.1404 | 6.4212 | 7672.7959 | 7589.3506 | 7589.3506 | 311.9377 | 292.4 | 950 | OK: DCF EV above asset floor | 41.1282 | 0.1407 | 0.24405 | 13250 | 13250 | 84.2707 | 0 | 0 | 14925.9914 | 21.5 | 24.295 | 1931.1479 | 2.1406 | 14.8103 | 0 | 0 | 0 | -35264.993 | 1.2554 | 0.78049 | 62.0509 | 62.0509 | 62.0509 | 54.9123 | 62.0509 | 0 | 0 | 0 | 0 | 0 | 0 | 17906.4066 | 13286.5537 | 11066.6667 | 0 | 311.9377 | 0 | 0 | 62.0509
BRIDGE + Rubin capex LEASED $41M (was $32M) - only ~50 IT MW leased Rubin in 2027-30 (AIB CLT1) | 2423.4083 | 7621.7173 | 19606.8946 | 4078.9726 | -875.24 | 4649.3439 | 25285.7603 | 52.5453 | 59.3762 | Q2'27 | -10420.8441 | 27776.7343 | 12202.26 | -21038.2228 | 968.5199 | 1958.6676 | 16720.3422 | 23788.0379 | -936.7753 | 16390.8729 | 0.8251 | 57203.101 | 22031.0455 | 55.8565 | 75.8175 | 30.1575 | 27.9575 | 29.4075 | 24.2302 | 653.6834 | 0.03 | 0.70213 | 7811.4481 | 19606.8946 | 22.3917 | 0 | -35697.5397 | 684.5 | 21992.8704 | -5636.9404 | 0.51941 | 52.5453 | 311.9377 | 311.9377 | -10420.8441 | 0 | 0 | 2254.3125 | 311.9377 | 308.6073 | 5879.7399 | 0 | 0 | 52.5574 | 289.8217 | 96328.4754 | 18.3886 | 27.2251 | 36.1382 | -9.6965 | -0.23739 | -0.36704 | 9.0921 | 3.142 | 16.4952 | 5.1149 | 6.1404 | 6.4212 | 7672.7959 | 7589.3506 | 7589.3506 | 311.9377 | 292.4 | 950 | OK: DCF EV above asset floor | 41.1282 | 0.1407 | 0.24405 | 13250 | 13250 | 85.2581 | 0 | 0 | 15064.6704 | 18.3886 | 20.7791 | 1931.1479 | 2.1406 | 14.8103 | 0 | 0 | 0 | -35697.5397 | 1.2554 | 1 | 59.3762 | 59.3762 | 59.3762 | 52.5453 | 59.3762 | 0 | 0 | 0 | 0 | 0 | 0 | 17906.4066 | 13286.5537 | 12026.6667 | 0 | 311.9377 | 0 | 0 | 59.3762
BRIDGE + Rubin capex OWNED $56M (was $43M) - ~2,048 IT MW owned Rubin 2027-30 (IT/GPU slice 31.75 -> 44.75, replaced every 5 yrs) | 2423.4083 | 7621.7173 | 19606.8946 | 4078.9726 | -974.04 | 4748.1439 | -308.8276 | 0.01 | 0.0113 | Q2'27 | -13507.4497 | 32170.7343 | 12202.26 | -28655.0135 | 968.5199 | 903.0676 | 16850.3422 | 29456.0379 | -936.7753 | -9378.715 | 0.8251 | 45973.5272 | 25494.8403 | 0.01063 | 0.014429 | 30.1575 | 27.9575 | 29.4075 | 24.2302 | 653.6834 | 0.03 | 0.70213 | 7709.9713 | 19606.8946 | 22.3917 | 0 | -51468.8647 | 684.5 | 27078.2629 | -7119.9038 | 0.51941 | 0 | 308.5364 | 308.5364 | -13507.4497 | 0 | 0 | 2254.3125 | 308.5364 | 308.5364 | 5879.7399 | 0 | 0 | -30.3974 | 289.8217 | 116972.4754 | 18.3886 | 27.2251 | 36.1382 | -9.6965 | -10.7582 | -0.36704 | -1.4287 | 3.142 | 3.4952 | 5.1149 | 6.1404 | 6.4212 | 7672.7959 | 7589.3506 | 7589.3506 | 308.5364 | 292.4 | 950 | FLAG: DCF EV below asset floor | 41.1282 | 0.1407 | 0.13303 | 13425 | 13425 | 120.5847 | 0 | 0 | 17798.3629 | 18.3886 | 20.7791 | 1931.1479 | 2.1406 | 14.8103 | 0 | 0 | 0 | -51468.8647 | 1.2554 | 1 | 0 | 0.0113 | 0 | 0 | 0.0113 | 0 | 0 | 0 | 0 | 0 | 0 | 17906.4066 | 13286.5537 | 12026.6667 | 0 | 308.5364 | 0 | 0 | 0.0113
BRIDGE + Avride double-count rule (base: Avride $0, burn kept - no change) | 2423.4083 | 7621.7173 | 19606.8946 | 4078.9726 | -974.04 | 4748.1439 | -308.8276 | 0.01 | 0.0113 | Q2'27 | -13507.4497 | 32170.7343 | 12202.26 | -28655.0135 | 968.5199 | 903.0676 | 16850.3422 | 29456.0379 | -936.7753 | -9378.715 | 0.8251 | 45973.5272 | 25494.8403 | 0.01063 | 0.014429 | 30.1575 | 27.9575 | 29.4075 | 24.2302 | 653.6834 | 0.03 | 0.70213 | 7709.9713 | 19606.8946 | 22.3917 | 0 | -51468.8647 | 684.5 | 27078.2629 | -7119.9038 | 0.51941 | 0 | 308.5364 | 308.5364 | -13507.4497 | 0 | 0 | 2254.3125 | 308.5364 | 308.5364 | 5879.7399 | 0 | 0 | -30.3974 | 289.8217 | 116972.4754 | 18.3886 | 27.2251 | 41.7476 | -9.6965 | -10.7582 | -0.36704 | -1.4287 | 3.142 | 3.4952 | 5.1149 | 6.1404 | 6.4212 | 7672.7959 | 7589.3506 | 7589.3506 | 308.5364 | 292.4 | 950 | FLAG: DCF EV below asset floor | 41.1282 | 0.1407 | 0.13303 | 13425 | 13425 | 120.5847 | 0 | 0 | 17798.3629 | 18.3886 | 20.7791 | 1931.1479 | 2.1406 | 14.8103 | 0 | 0 | 0 | -51468.8647 | 1.2554 | 1 | 0 | 0.0113 | 0 | 0 | 0.0113 | 0 | 0 | 0 | 0 | 0 | 0 | 17906.4066 | 13286.5537 | 12026.6667 | 0 | 308.5364 | 0 | 0 | 0.0113
BRIDGE + 2027 funding plan: ATM 12.27M sh + 2 x $6.4B converts; post-funding per-share (= v0.7) | 2423.4083 | 7621.7173 | 19606.8946 | 4078.9726 | -984.8248 | 4758.9287 | -183.9681 | 0.01 | 0 | Q1'28 | 2001.2887 | 32170.7343 | 12202.26 | -13424.1478 | 968.5199 | 847.6175 | 16850.3422 | 29456.0379 | -936.7753 | -9253.8555 | 0.8251 | 46042.3703 | 25494.8403 | 0 | 0 | 30.1575 | 27.9575 | 29.4075 | 24.2302 | 653.6834 | 0.03 | 0.70213 | 10619.922 | 19606.8946 | 22.3917 | 0 | -36449.2096 | 684.5 | 27078.2629 | -7119.9038 | 0.51941 | 0 | 320.8069 | 308.5364 | 2001.2887 | 12.2705 | 0 | 2254.3125 | 308.5364 | 308.5364 | 5879.7399 | 0 | 15554.1246 | -29.9928 | 289.8217 | 116972.4754 | 18.3886 | 27.2251 | 41.7476 | -9.6965 | -10.7582 | -0.36704 | -1.4287 | 3.142 | 3.4952 | 5.1149 | 6.1404 | 6.4212 | 7672.7959 | 7589.3506 | 7589.3506 | 320.8069 | 292.4 | 950 | FLAG: DCF EV below asset floor | 41.1282 | 0.1407 | 0.13303 | 13425 | 26225 | 97.73 | 0 | 0 | 17798.3629 | 18.3886 | 20.7791 | 1931.1479 | 2.1406 | 14.8103 | 0 | 0 | 12.2705 | -36449.2096 | 1.2554 | 1 | 0 | 0 | 0 | 0 | 0.0113 | 12.2705 | 38.0213 | 50.2918 | 257517.7642 | 14.0233 | 0 | 17906.4066 | 13286.5537 | 12026.6667 | 0 | 257826.3005 | 12.2705 | 0 | 0.0113
BRIDGE FIX 5: capitalised interest out of UFCF tax / terminal D&A (financing no longer moves EV) | 2423.4083 | 7621.7173 | 19606.8946 | 4078.9726 | -984.8248 | 4758.9287 | -480.6565 | 0.01 | 0 | Q1'28 | 2001.2887 | 32170.7343 | 12202.26 | -13424.1478 | 968.5199 | 847.6175 | 16850.3422 | 29456.0379 | -936.7753 | -9550.5439 | 0.8251 | 45884.7436 | 25494.8403 | 0 | 0 | 30.1575 | 27.9575 | 29.4075 | 24.2302 | 653.6834 | 0.03 | 0.70213 | 10619.922 | 19606.8946 | 22.3917 | 0 | -36449.2096 | 684.5 | 27078.2629 | -7119.9038 | 0.51941 | 0 | 320.8069 | 308.5364 | 2001.2887 | 12.2705 | 0 | 2254.3125 | 308.5364 | 308.5364 | 5879.7399 | 0 | 15554.1246 | -30.9544 | 289.8217 | 116972.4754 | 18.3886 | 27.2251 | 41.7476 | -9.6965 | -10.7582 | -0.36704 | -1.4287 | 3.142 | 3.4952 | 5.1149 | 6.1404 | 6.4212 | 7672.7959 | 7589.3506 | 7589.3506 | 320.8069 | 292.4 | 950 | FLAG: DCF EV below asset floor | 41.1282 | 0.1407 | 0.13303 | 13425 | 26225 | 97.73 | 0 | 0 | 17798.3629 | 18.3886 | 20.7791 | 1931.1479 | 2.1406 | 14.8103 | 0 | 0 | 12.2705 | -36449.2096 | 1.2554 | 1 | 0 | 0 | 0 | 0 | 0.0113 | 12.2705 | 38.0213 | 50.2918 | 257517.7642 | 14.0233 | 0 | 17906.4066 | 13286.5537 | 12026.6667 | 0 | 257826.3005 | 12.2705 | 0 | 0.0113
BRIDGE FIX 2: owned-site opex $2.25M/IT MW-yr all-in, no rent (P&L O&M was $0.75M + power ~$0.66M) | 2423.4083 | 7621.7173 | 19606.8946 | 3979.4159 | -1084.3815 | 4758.9287 | -3764.7989 | 0.01 | 0 | Q1'28 | 1876.5338 | 32170.7343 | 11776.321 | -13943.3775 | 945.0574 | 421.6784 | 16850.3422 | 29456.0379 | -960.2378 | -12847.8646 | 0.8251 | 44143.3158 | 25209.0102 | 0 | 0 | 30.1575 | 27.9575 | 29.4075 | 24.2302 | 653.6834 | 0.03 | 0.66995 | 10596.3441 | 19606.8946 | 22.3917 | 0 | -37456.7043 | 684.5 | 27078.2629 | -7119.9038 | 0.51941 | 0 | 320.8069 | 308.5364 | 1876.5338 | 12.2705 | 0 | 2254.3125 | 308.5364 | 308.5364 | 5201.4719 | 0 | 15554.1246 | -41.6413 | 289.8217 | 116972.4754 | 16.1475 | 24.9841 | 39.5065 | -9.6965 | -13.07 | -0.36704 | -3.7405 | 3.142 | 0.37956 | 5.1149 | 6.1404 | 6.4212 | 7672.7959 | 7589.3506 | 7589.3506 | 320.8069 | 292.4 | 950 | FLAG: DCF EV below asset floor | 41.1282 | 0.1407 | 0.11252 | 13425 | 26225 | 99.9783 | 0 | 0 | 17798.3629 | 16.1475 | 18.2467 | 1931.1479 | 2.1406 | 14.8103 | 0 | 0 | 12.2705 | -37456.7043 | 1.2554 | 1 | 0 | 0 | 0 | 0 | 0.0113 | 12.2705 | 38.0213 | 50.2918 | 257517.7642 | 14.0233 | 0 | 17228.1386 | 12783.2788 | 12026.6667 | 0 | 257826.3005 | 12.2705 | 0 | 0.0113
BRIDGE FIX 3a: data hall $12.5M/IT MW (was 11.25) split 30% shell 20y / 70% power-cooling 10y; servers+network only on 5-yr cycle | 2423.4083 | 7621.7173 | 19606.8946 | 3979.4159 | -1091.944 | 4766.4912 | -3890.7353 | 0.01 | 0 | Q1'28 | 1706.8877 | 32335.7343 | 11776.321 | -14292.6202 | 945.0574 | 436.2409 | 16880.3422 | 29681.0379 | -960.2378 | -12981.4884 | 0.8251 | 44087.0748 | 25092.4402 | 0 | 0 | 30.1575 | 27.9575 | 29.4075 | 24.2302 | 653.6834 | 0.03 | 0.66995 | 10574.929 | 19606.8946 | 22.3917 | 0 | -37485.0133 | 684.5 | 27066.668 | -7103.4966 | 0.51941 | 0 | 320.8069 | 308.5364 | 1706.8877 | 12.2705 | 0 | 2254.3125 | 308.5364 | 308.5364 | 5201.4719 | 0 | 15554.1246 | -42.0744 | 289.8217 | 116972.4754 | 16.1226 | 24.9592 | 39.4816 | -9.6965 | -12.6889 | -0.36704 | -3.3594 | 3.142 | 0.91531 | 5.1149 | 6.1404 | 6.4212 | 7672.7959 | 7589.3506 | 7589.3506 | 320.8069 | 292.4 | 950 | FLAG: DCF EV below asset floor | 41.1282 | 0.1407 | 0.11603 | 13425 | 26225 | 100.0661 | 0 | 0 | 17881.268 | 16.1226 | 18.2185 | 1931.1479 | 2.1406 | 14.8103 | 0 | 0 | 12.2705 | -37485.0133 | 1.2554 | 1 | 0 | 0 | 0 | 0 | 0.0113 | 12.2705 | 38.0213 | 50.2918 | 257517.7642 | 14.0233 | 0 | 17228.1386 | 12783.2788 | 12026.6667 | 0 | 257826.3005 | 12.2705 | 0 | 0.0113
BRIDGE FIX 3b: retired GPUs 15% residual at refresh (after tax), forecast + terminal | 2423.4083 | 7621.7173 | 19606.8946 | 3979.4159 | -1091.944 | 4766.4912 | -1118.4791 | 0.01 | 0 | Q1'28 | 1706.8877 | 32335.7343 | 11776.321 | -14276.7711 | 945.0574 | 436.2409 | 16880.3422 | 29681.0379 | -960.2378 | -10209.2322 | 0.8251 | 46556.0411 | 23273.9507 | 0 | 0 | 30.1575 | 27.9575 | 29.4075 | 24.2302 | 653.6834 | 0.03 | 0.66995 | 10574.929 | 19606.8946 | 22.3917 | 0 | -37434.5097 | 684.5 | 27066.668 | -7103.4966 | 0.51941 | 0 | 320.8069 | 308.5364 | 1706.8877 | 12.2705 | 0 | 2254.3125 | 308.5364 | 308.5364 | 5201.4719 | 0 | 15554.1246 | -33.0892 | 289.8217 | 116972.4754 | 16.1226 | 24.9592 | 39.4816 | -7.0479 | -9.8157 | 2.2816 | -0.48619 | 6.7116 | 4.7876 | 5.1149 | 6.1404 | 6.4212 | 7672.7959 | 7589.3506 | 7589.3506 | 320.8069 | 292.4 | 950 | FLAG: DCF EV below asset floor | 41.1282 | 0.17078 | 0.13979 | 13425 | 26225 | 99.9548 | 0 | 0 | 17881.268 | 16.1226 | 18.2185 | 1931.1479 | 4.8487 | 17.5184 | 0 | 0 | 12.2705 | -37434.5097 | 1.2554 | 1 | 0 | 0 | 0 | 0 | 0.0113 | 12.2705 | 38.0213 | 50.2918 | 257517.7642 | 14.0233 | 0 | 17228.1386 | 12783.2788 | 12026.6667 | 0 | 257826.3005 | 12.2705 | 0 | 0.0113
BRIDGE + Capacity v2 (YE26 ~302 / YE27 ~1,082 IT MW; new sites with own capex; Basis-tab IT factors) | 2465.0795 | 8349.8336 | 22070.4816 | 4312.9651 | -1238.4177 | 5217.3895 | 8286.3658 | 0.01 | 6.9037 | Q4'27 | -1066.7468 | 35956.8868 | 13191.5046 | -15256.9487 | 951.2908 | 784.8398 | 18027.6372 | 28539.6209 | -955.6922 | -794.1733 | 0.75032 | 54286.4211 | 23666.9956 | 6.4944 | 8.8153 | 27.4243 | 25.2243 | 26.6743 | 22.0342 | 674.6864 | 0.03 | 0.67023 | 9878.4944 | 22070.4816 | 22.3917 | 0 | -35886.5681 | 812.6073 | 28219.6667 | -6970.3802 | 0.40189 | 6.1094 | 320.8069 | 308.5364 | -1066.7468 | 12.2705 | 0 | 2254.3125 | 308.5364 | 308.5364 | 5114.3512 | 0 | 15554.1246 | -2.574 | 417.929 | 118356.8049 | 15.8733 | 24.7099 | 39.2324 | -7.0479 | -9.8157 | 2.2816 | -0.48619 | 6.7116 | 4.7876 | 5.1149 | 6.1404 | 6.4212 | 8712.7031 | 8317.4668 | 8317.4668 | 320.8069 | 301.7195 | 1081.9108 | OK: DCF EV above asset floor | 41.1282 | 0.17078 | 0.13979 | 13425 | 26225 | 96.7795 | 0 | 0 | 19560.8411 | 15.8733 | 17.9369 | 1931.1479 | 4.8487 | 17.5184 | 0 | 0 | 12.2705 | -35886.5681 | 1.2554 | 1 | 0 | 6.9037 | 6.8674 | 0 | 0.0113 | 12.2705 | 38.0213 | 50.2918 | 257517.7642 | 13.9657 | 0 | 17141.0179 | 12718.6353 | 12026.6667 | 0 | 257826.3005 | 12.2705 | 0 | 6.8674
BRIDGE + GB300 capex from rack price: 6.8 x $4.5M + $6.1M = $36.7M leased / $49.2M owned (was 41 / 53) | 2465.0795 | 8349.8336 | 22070.4816 | 4312.9651 | -1007.6108 | 4986.5826 | 13126.0746 | 13.7581 | 24.653 | Q1'28 | 777.3401 | 34510.2817 | 13191.5046 | -13202.029 | 951.2908 | 1247.482 | 17161.0315 | 28341.1673 | -955.6922 | 4244.8673 | 0.75032 | 57369.1201 | 23149.5928 | 23.1916 | 31.4795 | 27.4243 | 25.2243 | 26.6743 | 22.0342 | 674.6864 | 0.03 | 0.67023 | 10486.4495 | 22070.4816 | 22.3917 | 0 | -33825.6195 | 812.6073 | 27591.5563 | -6914.6782 | 0.40189 | 21.8168 | 320.8069 | 308.5364 | 777.3401 | 12.2705 | 0 | 2254.3125 | 308.5364 | 308.5364 | 5917.0179 | 0 | 15554.1246 | 13.7581 | 417.929 | 115845.1405 | 19.1209 | 27.9575 | 42.4799 | -7.0479 | -9.8157 | 2.2816 | -0.48619 | 6.7116 | 4.7876 | 5.1149 | 6.1404 | 6.4212 | 8712.7031 | 8317.4668 | 8317.4668 | 320.8069 | 301.7195 | 1081.9108 | OK: DCF EV above asset floor | 41.1282 | 0.17078 | 0.13979 | 13425 | 26225 | 92.0223 | 0 | 0 | 18932.7307 | 19.1209 | 21.6066 | 1931.1479 | 8.0446 | 20.7143 | 0 | 0 | 12.2705 | -33825.6195 | 1.2554 | 1.1172 | 16.202 | 24.653 | 24.5346 | 14.3381 | 16.202 | 12.2705 | 38.0213 | 50.2918 | 179.6043 | 13.8192 | 0 | 17141.0179 | 12718.6353 | 11224 | 0 | 488.1406 | 12.2705 | 0 | 24.5346
BRIDGE + converts left in debt at CARRYING value (Note 12 amortized cost / Aug notes at face, accreted) | 2465.0795 | 8349.8336 | 22070.4816 | 4312.9651 | -1007.6108 | 4986.5826 | 13126.0746 | 13.4798 | 21.9368 | Q1'28 | 777.3401 | 34510.2817 | 13191.5046 | -13202.029 | 951.2908 | 1247.482 | 17161.0315 | 28341.1673 | -955.6922 | 4159.0095 | 0.75032 | 57369.1201 | 23149.5928 | 20.6364 | 28.0111 | 27.4243 | 25.2243 | 26.6743 | 22.0342 | 674.6864 | 0.03 | 0.67023 | 10486.4495 | 22070.4816 | 22.3917 | 0 | -33825.6195 | 812.6073 | 27591.5563 | -6914.6782 | 0.40189 | 19.4131 | 320.8069 | 308.5364 | 777.3401 | 12.2705 | 0 | 2254.3125 | 308.5364 | 308.5364 | 5917.0179 | 0 | 15554.1246 | 13.4798 | 417.929 | 115845.1405 | 18.8426 | 27.6792 | 42.2017 | -7.0479 | -9.8157 | 2.2816 | -0.48619 | 6.7116 | 4.7876 | 5.1149 | 6.1404 | 6.4212 | 8712.7031 | 8317.4668 | 8317.4668 | 320.8069 | 301.7195 | 1081.9108 | OK: DCF EV above asset floor | 41.1282 | 0.17078 | 0.13979 | 13510.8578 | 26996.1367 | 92.0223 | 0 | 0 | 18932.7307 | 18.8426 | 21.2922 | 1931.1479 | 8.0446 | 20.7143 | 0 | 0 | 12.2705 | -33825.6195 | 1.2554 | 1.1172 | 13.3778 | 21.9368 | 21.8299 | 11.8387 | 13.3778 | 12.2705 | 38.0213 | 50.2918 | 217.5215 | 13.8414 | 0 | 17141.0179 | 12718.6353 | 11224 | 0 | 526.0579 | 12.2705 | 0 | 21.8299
BRIDGE + Capacity capex v2: GB300 racks 491/72 = 6.82 -> $36.8M | 2465.0795 | 8349.8336 | 22070.4816 | 4312.9651 | -1012.3075 | 4991.2793 | 13027.7181 | 13.1479 | 21.5761 | Q1'28 | 739.7481 | 34539.7184 | 13191.5046 | -13243.6257 | 951.2908 | 1238.0677 | 17178.6659 | 28345.2056 | -955.6922 | 4056.5969 | 0.75032 | 57306.3908 | 23160.1213 | 20.2971 | 27.5505 | 27.4243 | 25.2243 | 26.6743 | 22.0342 | 674.6864 | 0.03 | 0.67023 | 10474.0783 | 22070.4816 | 22.3917 | 0 | -33867.3408 | 812.6073 | 27604.3376 | -6915.8117 | 0.40189 | 19.0939 | 320.8069 | 308.5364 | 739.7481 | 12.2705 | 0 | 2254.3125 | 308.5364 | 308.5364 | 5900.6846 | 0 | 15554.1246 | 13.1479 | 417.929 | 115896.2499 | 18.7766 | 27.6131 | 42.1356 | -7.0479 | -9.8157 | 2.2816 | -0.48619 | 6.7116 | 4.7876 | 5.1149 | 6.1404 | 6.4212 | 8712.7031 | 8317.4668 | 8317.4668 | 320.8069 | 301.7195 | 1081.9108 | OK: DCF EV above asset floor | 41.1282 | 0.17078 | 0.13979 | 13510.8578 | 26996.1367 | 92.1184 | 0 | 0 | 18945.5121 | 18.7766 | 21.2175 | 1931.1479 | 7.9796 | 20.6493 | 0 | 0 | 12.2705 | -33867.3408 | 1.2554 | 1.1145 | 13.0027 | 21.5761 | 21.4707 | 11.5068 | 13.0027 | 12.2705 | 38.0213 | 50.2918 | 223.7962 | 13.8444 | 0 | 17141.0179 | 12718.6353 | 11240.3333 | 0 | 532.3326 | 12.2705 | 0 | 21.4707
BRIDGE + Rubin capex v2: leased $41.1M (was 41), owned $52.6M (was 56) | 2465.0795 | 8349.8336 | 22070.4816 | 4312.9651 | -987.2949 | 4966.2667 | 21625.7347 | 41.015 | 51.8614 | Q1'28 | 1510.1014 | 33433.4356 | 13191.5046 | -11328.0726 | 951.2908 | 1504.4376 | 17147.1862 | 26914.7734 | -955.6922 | 12654.6134 | 0.75032 | 62332.0115 | 22261.0176 | 48.7871 | 66.2219 | 27.4243 | 25.2243 | 26.6743 | 22.0342 | 674.6864 | 0.03 | 0.67023 | 10497.6889 | 22070.4816 | 22.3917 | 0 | -29941.2373 | 812.6073 | 26321.0217 | -6546.0445 | 0.40189 | 45.8951 | 320.8069 | 308.5364 | 1510.1014 | 12.2705 | 0 | 2254.3125 | 308.5364 | 308.5364 | 5890.0179 | 0 | 15554.1246 | 41.015 | 417.929 | 110755.4485 | 18.742 | 27.5785 | 42.101 | -7.0479 | -7.2887 | 2.2816 | 2.0408 | 6.7116 | 7.8849 | 5.1149 | 6.1404 | 6.4212 | 8712.7031 | 8317.4668 | 8317.4668 | 320.8069 | 301.7195 | 1081.9108 | OK: DCF EV above asset floor | 41.1282 | 0.17078 | 0.16174 | 13510.8578 | 26996.1367 | 83.3428 | 0 | 0 | 18241.0327 | 18.742 | 21.1784 | 1931.1479 | 7.9796 | 20.6493 | 0 | 0 | 12.2705 | -29941.2373 | 1.2554 | 1.1172 | 44.4925 | 51.8614 | 51.6474 | 39.3739 | 44.4925 | 12.2705 | 38.0213 | 50.2918 | 65.4032 | 13.6003 | 0 | 17141.0179 | 12718.6353 | 11251 | 0 | 373.9395 | 12.2705 | 0 | 51.6474
BRIDGE + lease prepayments $1.6M per new leased IT MW (upfront, 10-yr amortisation) | 2465.0795 | 8349.8336 | 22070.4816 | 4312.9651 | -1041.9474 | 5020.9192 | 21002.7406 | 38.2552 | 48.8622 | Q1'28 | 626.2775 | 33819.7588 | 13191.5046 | -12281.9149 | 951.2908 | 1415.9061 | 17617.7171 | 27008.6166 | -955.6922 | 11803.1169 | 0.75032 | 62332.0115 | 22261.0176 | 45.9657 | 62.3921 | 27.4243 | 25.2243 | 26.6743 | 22.0342 | 674.6864 | 0.03 | 0.67023 | 10025.1586 | 22070.4816 | 22.3917 | 0 | -30869.9986 | 812.6073 | 26321.0217 | -6546.0445 | 0.40189 | 43.2409 | 320.8069 | 308.5364 | 626.2775 | 12.2705 | 0 | 2254.3125 | 308.5364 | 308.5364 | 5890.0179 | 0 | 15554.1246 | 38.2552 | 417.929 | 111706.1458 | 18.0014 | 26.8379 | 41.3604 | -8.2771 | -7.2887 | 1.0924 | 2.0408 | 5.254 | 7.8849 | 5.1149 | 6.1404 | 6.4212 | 8712.7031 | 8317.4668 | 8317.4668 | 320.8069 | 301.7195 | 1081.9108 | OK: DCF EV above asset floor | 42.7692 | 0.15599 | 0.16174 | 13510.8578 | 26996.1367 | 85.4896 | 0 | 950.6973 | 18241.0327 | 18.0014 | 20.3416 | 1931.1479 | 6.7904 | 19.4601 | 0 | 0 | 12.2705 | -30869.9986 | 1.2554 | 1.1172 | 41.3739 | 48.8622 | 48.6569 | 36.6141 | 41.3739 | 12.2705 | 38.0213 | 50.2918 | 70.3329 | 13.6241 | 0 | 17141.0179 | 12718.6353 | 11251 | 0 | 378.8693 | 12.2705 | 0 | 48.6569
BRIDGE + GB300 2027+ new-deal price $16M/IT MW from contracts (was $22M) | 2465.0795 | 7505.4653 | 20180.6646 | 3713.4637 | -1606.9631 | 5020.2082 | 9057.7282 | 0.01 | 6.7874 | Q1'28 | 39.3556 | 33802.8714 | 11755.2436 | -14125.6806 | 951.2908 | 61.4156 | 17617.7171 | 26970.8202 | -955.6922 | -141.8955 | 0.75032 | 53464.5708 | 22173.3734 | 6.3851 | 8.6669 | 27.4243 | 25.2243 | 26.6743 | 30.297 | 674.6864 | 0.03 | 0.66407 | 10025.1586 | 20180.6646 | 16.6917 | 0 | -33615.5966 | 812.6073 | 26321.0217 | -6546.0445 | 0.51647 | 6.0066 | 320.8069 | 308.5364 | 39.3556 | 12.2705 | 0 | 2254.3125 | 308.5364 | 308.5364 | 5568.8361 | 0 | 15554.1246 | -0.4599 | 417.929 | 111572.0155 | 16.9604 | 25.797 | 40.3194 | -8.2771 | -7.2887 | 1.0924 | 2.0408 | 5.254 | 7.8849 | 3.7199 | 4.4657 | 6.4212 | 8712.7031 | 7473.0986 | 7473.0986 | 320.8069 | 301.7195 | 1081.9108 | OK: DCF EV above asset floor | 42.7692 | 0.15599 | 0.16174 | 13510.8578 | 26996.1367 | 91.6658 | 0 | 950.6973 | 18241.0327 | 16.9604 | 19.1653 | 1931.1479 | -6.2084 | 3.0059 | 0 | 0 | 12.2705 | -33615.5966 | 1.7262 | 1.1172 | 0 | 6.7874 | 6.7517 | 0 | 0.0113 | 12.2705 | 38.0213 | 50.2918 | 257517.7642 | 13.9666 | 0 | 16819.8361 | 12480.3184 | 11251 | 0 | 257826.3005 | 12.2705 | 0 | 6.7517
BRIDGE + new prepayments at Q2'26 pace $1.2B/qtr through Q4'28 (was % of capex) (= v0.7b) | 2465.0795 | 7505.4653 | 20180.6646 | 3713.4637 | -1606.9631 | 5020.2082 | 7854.5901 | 0.01 | 2.4785 | Q3'27 | -5027.7734 | 33802.8714 | 11755.2436 | -19095.1374 | 951.2908 | 61.4156 | 17617.7171 | 26970.8202 | -955.6922 | -1365.1921 | 0.75032 | 53464.5708 | 22173.3734 | 2.3316 | 3.1648 | 27.4243 | 25.2243 | 26.6743 | 30.297 | 674.6864 | 0.03 | 0.66407 | 9750.4661 | 20180.6646 | 16.6917 | 0 | -37373.6264 | 812.6073 | 20079.989 | -5508.7224 | 0.51647 | 2.1934 | 320.8069 | 308.5364 | -5027.7734 | 12.2705 | 0 | 2254.3125 | 308.5364 | 308.5364 | 5568.8361 | 0 | 15554.1246 | -4.4247 | 417.929 | 111572.0155 | 16.8951 | 25.7316 | 40.2541 | -8.2771 | -7.2887 | 1.0924 | 2.0408 | 5.254 | 7.8849 | 3.7199 | 4.4657 | 6.4212 | 8712.7031 | 7473.0986 | 7473.0986 | 320.8069 | 301.7195 | 1081.9108 | OK: DCF EV above asset floor | 42.7692 | 0.15599 | 0.16174 | 13510.8578 | 26996.1367 | 100.5609 | 0 | 950.6973 | 12000 | 16.8951 | 19.0914 | 1931.1479 | -6.2084 | 3.0059 | 0 | 0 | 12.2705 | -37373.6264 | 1.7262 | 1.1172 | 0 | 2.4785 | 2.4652 | 0 | 0.0113 | 12.2705 | 38.0213 | 50.2918 | 257517.7642 | 14.0026 | 0 | 16819.8361 | 12480.3184 | 11251 | 0 | 257826.3005 | 12.2705 | 0 | 2.4652
BRIDGE v0.7c 1: asset floor on the SHARED EV-to-equity bridge (floor only; DCF unchanged) | 2465.0795 | 7505.4653 | 20180.6646 | 3713.4637 | -1606.9631 | 5020.2082 | 7854.5901 | 0.01 | 2.4785 | Q3'27 | -5027.7734 | 33802.8714 | 11755.2436 | -19095.1374 | 951.2908 | 61.4156 | 17617.7171 | 26970.8202 | -955.6922 | -1365.1921 | 0.75032 | 53464.5708 | 22173.3734 | 2.3316 | 3.1648 | 27.4243 | 25.2243 | 26.6743 | 30.297 | 674.6864 | 0.03 | 0.66407 | 9750.4661 | 20180.6646 | 16.6917 | 0 | -37373.6264 | 812.6073 | 20079.989 | -5508.7224 | 0.51647 | 2.1934 | 320.8069 | 308.5364 | -5027.7734 | 12.2705 | 0 | 2254.3125 | 308.5364 | 308.5364 | 5568.8361 | 0 | 15554.1246 | -4.4247 | 417.929 | 111572.0155 | 16.8951 | 25.7316 | 40.2541 | -8.2771 | -7.2887 | 1.0924 | 2.0408 | 5.254 | 7.8849 | 3.7199 | 4.4657 | 6.4212 | 8712.7031 | 7473.0986 | 7473.0986 | 320.8069 | 301.7195 | 1081.9108 | OK: DCF EV above asset floor | 42.7692 | 0.15599 | 0.16174 | 13510.8578 | 26996.1367 | 100.5609 | 0 | 950.6973 | 12000 | 0 | 0 | 1931.1479 | -6.2084 | 3.0059 | 0 | 0 | 12.2705 | -37373.6264 | 1.7262 | 1.1172 | 0 | 2.4785 | 2.4652 | 0 | 0.0113 | 12.2705 | 38.0213 | 50.2918 | 257517.7642 | 14.0026 | 0 | 16819.8361 | 12480.3184 | 11251 | 0 | 257826.3005 | 12.2705 | 0 | 2.4652
BRIDGE v0.7c 2: Rubin_Prem 1.2x input removed -> derived output (no output effect, verified) | 2465.0795 | 7505.4653 | 20180.6646 | 3713.4637 | -1606.9631 | 5020.2082 | 7854.5901 | 0.01 | 2.4785 | Q3'27 | -5027.7734 | 33802.8714 | 11755.2436 | -19095.1374 | 951.2908 | 61.4156 | 17617.7171 | 26970.8202 | -955.6922 | -1365.1921 | 0.75032 | 53464.5708 | 22173.3734 | 2.3316 | 3.1648 | 27.4243 | 25.2243 | 26.6743 | 30.297 | 674.6864 | 0.03 | 0.66407 | 9750.4661 | 20180.6646 | 16.6917 | 0 | -37373.6264 | 812.6073 | 20079.989 | -5508.7224 | 0.51647 | 2.1934 | 320.8069 | 308.5364 | -5027.7734 | 12.2705 | 0 | 2254.3125 | 308.5364 | 308.5364 | 5568.8361 | 0 | 15554.1246 | -4.4247 | 417.929 | 111572.0155 | 16.8951 | 25.7316 | 40.2541 | -8.2771 | -7.2887 | 1.0924 | 2.0408 | 5.254 | 7.8849 | 3.7199 | 4.4657 | 6.4212 | 8712.7031 | 7473.0986 | 7473.0986 | 320.8069 | 301.7195 | 1081.9108 | OK: DCF EV above asset floor | 42.7692 | 0.15599 | 0.16174 | 13510.8578 | 26996.1367 | 100.5609 | 0 | 950.6973 | 12000 | 0 | 0 | 1931.1479 | -6.2084 | 3.0059 | 0 | 0 | 12.2705 | -37373.6264 | 1.7262 | 1.1172 | 0 | 2.4785 | 2.4652 | 0 | 0.0113 | 12.2705 | 38.0213 | 50.2918 | 257517.7642 | 14.0026 | 0 | 16819.8361 | 12480.3184 | 11251 | 0 | 257826.3005 | 12.2705 | 0 | 2.4652
BRIDGE v0.7c 3: colo fit-out excluded from leased Rubin as for GB300: $41.1M -> $40.1M | 2465.0795 | 7505.4653 | 20180.6646 | 3713.4637 | -1606.3381 | 5019.5832 | 7955.2706 | 0.01 | 2.8332 | Q3'27 | -4990.164 | 33765.3714 | 11755.2436 | -19045.028 | 951.2908 | 68.9156 | 17617.7171 | 26958.3202 | -955.6922 | -1264.5116 | 0.75032 | 53525.9385 | 22163.0734 | 2.6652 | 3.6177 | 27.4243 | 25.2243 | 26.6743 | 30.297 | 674.6864 | 0.03 | 0.66407 | 9750.4661 | 20180.6646 | 16.6917 | 0 | -37325.0427 | 812.6073 | 20079.989 | -5508.7224 | 0.51647 | 2.5072 | 320.8069 | 308.5364 | -4990.164 | 12.2705 | 0 | 2254.3125 | 308.5364 | 308.5364 | 5675.5028 | 0 | 15554.1246 | -4.0984 | 417.929 | 111522.0155 | 17.2408 | 26.0773 | 40.5998 | -8.2771 | -7.2887 | 1.0924 | 2.0408 | 5.254 | 7.8849 | 3.7199 | 4.4657 | 6.4212 | 8712.7031 | 7473.0986 | 7473.0986 | 320.8069 | 301.7195 | 1081.9108 | OK: DCF EV above asset floor | 42.7692 | 0.15599 | 0.16174 | 13510.8578 | 26996.1367 | 100.4485 | 0 | 950.6973 | 12000 | 0 | 0 | 1931.1479 | -6.2084 | 3.0059 | 0 | 0 | 12.2705 | -37325.0427 | 1.7262 | 1.09 | 0 | 2.8332 | 2.818 | 0 | 0.0113 | 12.2705 | 38.0213 | 50.2918 | 257517.7642 | 13.9997 | 0 | 16819.8361 | 12480.3184 | 11144.3333 | 0 | 257826.3005 | 12.2705 | 0 | 2.818
BRIDGE v0.7c 4: Rubin price $16.2M/IT MW (bull 20 / bear 14.5; was 18/20/16) † | 2465.0795 | 7496.6146 | 19644.3262 | 3707.1797 | -1612.261 | 5019.5761 | -6467.8131 | 0.01 | 0 | Q3'27 | -4996.2852 | 33765.1944 | 11347.6265 | -19448.0395 | 951.2908 | -316.6766 | 17617.7171 | 26947.5935 | -955.6922 | -15687.5953 | 0.75032 | 41087.6312 | 22146.2417 | 0 | 0 | 27.4243 | 25.2243 | 26.6743 | 27.2673 | 674.6864 | 0.03 | 0.65441 | 9750.4661 | 19644.3262 | 16.6917 | 0 | -38460.0756 | 812.6073 | 20079.989 | -5508.7224 | 0.52916 | 0 | 320.8069 | 308.5364 | -4996.2852 | 12.2705 | 0 | 2254.3125 | 308.5364 | 308.5364 | 5523.3472 | 0 | 15554.1246 | -50.8452 | 417.929 | 111426.2053 | 16.7476 | 25.5842 | 40.1067 | -8.2771 | -7.2887 | 1.0924 | 2.0408 | 5.254 | 7.8849 | 3.7199 | 4.4657 | 5.7791 | 8712.7031 | 7464.2479 | 7464.2479 | 320.8069 | 301.7195 | 1081.9108 | FLAG: DCF EV below asset floor | 42.7692 | 0.15599 | 0.16174 | 13510.8578 | 26996.1367 | 102.9592 | 0 | 950.6973 | 12000 | 0 | 0 | 1931.1479 | -6.2084 | 3.0059 | 0 | 0 | 12.2705 | -38460.0756 | 1.5536 | 1.09 | 0 | 0 | 0 | 0 | 0.0113 | 12.2705 | 38.0213 | 50.2918 | 257517.7642 | 14.0233 | 0 | 16667.6805 | 12367.4189 | 11144.3333 | 0 | 257826.3005 | 12.2705 | 0 | 0.0113
BRIDGE v0.7c 5: Bloom-slip / Vineland-loss MW idle, not re-sold (no base effect: slip off) | 2465.0795 | 7496.6146 | 19644.3262 | 3707.1797 | -1612.261 | 5019.5761 | -6467.8131 | 0.01 | 0 | Q3'27 | -4996.2852 | 33765.1944 | 11347.6265 | -19448.0395 | 951.2908 | -316.6766 | 17617.7171 | 26947.5935 | -955.6922 | -15687.5953 | 0.75032 | 41087.6312 | 22146.2417 | 0 | 0 | 27.4243 | 25.2243 | 26.6743 | 27.2673 | 674.6864 | 0.03 | 0.65441 | 9750.4661 | 19644.3262 | 16.6917 | 0 | -38460.0756 | 812.6073 | 20079.989 | -5508.7224 | 0.52916 | 0 | 320.8069 | 308.5364 | -4996.2852 | 12.2705 | 0 | 2254.3125 | 308.5364 | 308.5364 | 5523.3472 | 0 | 15554.1246 | -50.8452 | 417.929 | 111426.2053 | 16.7476 | 25.5842 | 40.1067 | -8.2771 | -7.2887 | 1.0924 | 2.0408 | 5.254 | 7.8849 | 3.7199 | 4.4657 | 5.7791 | 8712.7031 | 7464.2479 | 7464.2479 | 320.8069 | 301.7195 | 1081.9108 | FLAG: DCF EV below asset floor | 42.7692 | 0.15599 | 0.16174 | 13510.8578 | 26996.1367 | 102.9592 | 0 | 950.6973 | 12000 | 0 | 0 | 1931.1479 | -6.2084 | 3.0059 | 0 | 0 | 12.2705 | -38460.0756 | 1.5536 | 1.09 | 0 | 0 | 0 | 0 | 0.0113 | 12.2705 | 38.0213 | 50.2918 | 257517.7642 | 14.0233 | 0 | 16667.6805 | 12367.4189 | 11144.3333 | 0 | 257826.3005 | 12.2705 | 0 | 0.0113
BRIDGE v0.7c 6: 3-yr re-pricing option added (off in base) | 2465.0795 | 7496.6146 | 19644.3262 | 3707.1797 | -1612.261 | 5019.5761 | -6467.8131 | 0.01 | 0 | Q3'27 | -4996.2852 | 33765.1944 | 11347.6265 | -19448.0395 | 951.2908 | -316.6766 | 17617.7171 | 26947.5935 | -955.6922 | -15687.5953 | 0.75032 | 41087.6312 | 22146.2417 | 0 | 0 | 27.4243 | 25.2243 | 26.6743 | 27.2673 | 674.6864 | 0.03 | 0.65441 | 9750.4661 | 19644.3262 | 16.6917 | 0 | -38460.0756 | 812.6073 | 20079.989 | -5508.7224 | 0.52916 | 0 | 320.8069 | 308.5364 | -4996.2852 | 12.2705 | 0 | 2254.3125 | 308.5364 | 308.5364 | 5523.3472 | 0 | 15554.1246 | -50.8452 | 417.929 | 111426.2053 | 16.7476 | 25.5842 | 40.1067 | -8.2771 | -7.2887 | 1.0924 | 2.0408 | 5.254 | 7.8849 | 3.7199 | 4.4657 | 5.7791 | 8712.7031 | 7464.2479 | 7464.2479 | 320.8069 | 301.7195 | 1081.9108 | FLAG: DCF EV below asset floor | 42.7692 | 0.15599 | 0.16174 | 13510.8578 | 26996.1367 | 102.9592 | 0 | 950.6973 | 12000 | 0 | 0 | 1931.1479 | -6.2084 | 3.0059 | 0 | 0 | 12.2705 | -38460.0756 | 1.5536 | 1.09 | 0 | 0 | 0 | 0 | 0.0113 | 12.2705 | 38.0213 | 50.2918 | 257517.7642 | 14.0233 | 0 | 16667.6805 | 12367.4189 | 11144.3333 | 0 | 257826.3005 | 12.2705 | 0 | 0.0113
BRIDGE v0.7c 7: run-off terminal value keeps 15% after-tax GPU residual as exit-fleet cohorts retire | 2465.0795 | 7496.6146 | 19644.3262 | 3707.1797 | -1612.261 | 5019.5761 | -1390.5007 | 0.01 | 0 | Q3'27 | -4996.2852 | 33765.1944 | 11347.6265 | -19448.0395 | 951.2908 | -316.6766 | 17617.7171 | 26947.5935 | -955.6922 | -10610.2829 | 0.75032 | 46164.9436 | 22146.2417 | 0 | 0 | 27.4243 | 25.2243 | 26.6743 | 27.2673 | 674.6864 | 0.03 | 0.65441 | 9750.4661 | 19644.3262 | 16.6917 | 0 | -38460.0756 | 812.6073 | 20079.989 | -5508.7224 | 0.52916 | 0 | 320.8069 | 308.5364 | -4996.2852 | 12.2705 | 0 | 2254.3125 | 308.5364 | 308.5364 | 5523.3472 | 0 | 15554.1246 | -34.3891 | 417.929 | 111426.2053 | 16.7476 | 25.5842 | 40.1067 | -8.2771 | -7.2887 | 1.0924 | 2.0408 | 5.254 | 7.8849 | 3.7199 | 4.4657 | 5.7791 | 8712.7031 | 7464.2479 | 7464.2479 | 320.8069 | 301.7195 | 1081.9108 | FLAG: DCF EV below asset floor | 42.7692 | 0.15599 | 0.16174 | 13510.8578 | 26996.1367 | 102.9592 | 0 | 950.6973 | 12000 | 0 | 0 | 1931.1479 | -6.2084 | 3.0059 | 0 | 0 | 12.2705 | -38460.0756 | 1.5536 | 1.09 | 0 | 0 | 0 | 0 | 0.0113 | 12.2705 | 38.0213 | 50.2918 | 257517.7642 | 14.0233 | 0 | 16667.6805 | 12367.4189 | 11144.3333 | 0 | 257826.3005 | 12.2705 | 0 | 0.0113
BRIDGE v0.7c 8: funding re-sized: ATM -> converts -> equity top-up to $1.0B every quarter to Q4'30 (= v0.7c) | 2465.0795 | 7496.6146 | 19644.3262 | 3707.1797 | -1612.261 | 5019.5761 | -1390.5007 | 0.01 | 67.2551 | none to Q4'30 | 1000 | 33765.1944 | 11347.6265 | 1000 | 951.2908 | -316.6766 | 17617.7171 | 26947.5935 | -955.6922 | -10610.2829 | 0.75032 | 46164.9436 | 22146.2417 | 63.2683 | 85.878 | 27.4243 | 25.2243 | 26.6743 | 27.2673 | 674.6864 | 0.03 | 0.65441 | 9750.4661 | 19644.3262 | 16.6917 | 0 | 1000 | 812.6073 | 20079.989 | -5508.7224 | 0.52916 | 59.5178 | 495.3004 | 308.5364 | 1000 | 12.2705 | 0 | 2254.3125 | 308.5364 | 308.5364 | 5523.3472 | 0 | 55014.2003 | -34.3891 | 417.929 | 111426.2053 | 16.7476 | 25.5842 | 40.1067 | -8.2771 | -7.2887 | 1.0924 | 2.0408 | 5.254 | 7.8849 | 3.7199 | 4.4657 | 5.7791 | 8712.7031 | 7464.2479 | 7464.2479 | 495.3004 | 301.7195 | 1081.9108 | FLAG: DCF EV below asset floor | 42.7692 | 0.15599 | 0.16174 | 13510.8578 | 18495.3462 | 277.2272 | 0 | 950.6973 | 12000 | 73.4767 | 83.0287 | 1931.1479 | -6.2084 | 3.0059 | 39357.2631 | 171.0921 | 185.0633 | 1000 | 1.5536 | 1.09 | 0 | 67.2551 | 7.4535 | 0 | 0.0113 | 185.0633 | 38.0213 | 223.0846 | 3749559.8558 | 4146.4758 | 0 | 16667.6805 | 12367.4189 | 11144.3333 | 102.8125 | 3749868.3922 | 185.0633 | 0 | 7.4665
BRIDGE v0.7d 1: plan shares added to Sh_Basic / FD at the headline basis + authority check (no value change) | 2465.0795 | 7496.6146 | 19644.3262 | 3707.1797 | -1612.261 | 5019.5761 | -1390.5007 | 0.01 | 67.2551 | none to Q4'30 | 1000 | 33765.1944 | 11347.6265 | 1000 | 951.2908 | -316.6766 | 17617.7171 | 26947.5935 | -955.6922 | -10610.2829 | 0.75032 | 46164.9436 | 22146.2417 | 63.2683 | 85.878 | 27.4243 | 25.2243 | 26.6743 | 27.2673 | 674.6864 | 0.03 | 0.65441 | 9750.4661 | 19644.3262 | 16.6917 | 0 | 1000 | 812.6073 | 20079.989 | -5508.7224 | 0.52916 | 59.5178 | 495.3004 | 308.5364 | 1000 | 12.2705 | 0 | 2254.3125 | 308.5364 | 308.5364 | 5523.3472 | 0 | 55014.2003 | -34.3891 | 417.929 | 111426.2053 | 16.7476 | 25.5842 | 40.1067 | -8.2771 | -7.2887 | 1.0924 | 2.0408 | 5.254 | 7.8849 | 3.7199 | 4.4657 | 5.7791 | 8712.7031 | 7464.2479 | 7464.2479 | 495.3004 | 301.7195 | 1081.9108 | FLAG: DCF EV below asset floor | 42.7692 | 0.15599 | 0.16174 | 13510.8578 | 18495.3462 | 277.2272 | 0 | 950.6973 | 12000 | 73.4767 | 83.0287 | 1931.1479 | -6.2084 | 3.0059 | 39357.2631 | 171.0921 | 185.0633 | 1000 | 1.5536 | 1.09 | 0 | 67.2551 | 7.4535 | 0 | 0.0113 | 185.0633 | 38.0213 | 223.0846 | 3749559.8558 | 4146.4758 | 0 | 16667.6805 | 12367.4189 | 11144.3333 | 102.8125 | 3749868.3922 | 185.0633 | 0 | 7.4665
BRIDGE v0.7d 2: off-B/S commitments 50% -> 0% (same rent / power already in EBITDA; EV unchanged) | 2465.0795 | 7496.6146 | 19644.3262 | 3707.1797 | -1612.261 | 5019.5761 | -1390.5007 | 0.01 | 88.9231 | none to Q4'30 | 1000 | 33765.1944 | 11347.6265 | 1000 | 951.2908 | -316.6766 | 17617.7171 | 26947.5935 | -955.6922 | -1112.7829 | 0.75032 | 46164.9436 | 22146.2417 | 83.6518 | 113.5459 | 27.4243 | 25.2243 | 26.6743 | 27.2673 | 674.6864 | 0.03 | 0.65441 | 9750.4661 | 19644.3262 | 16.6917 | 0 | 1000 | 812.6073 | 20079.989 | -5508.7224 | 0.52916 | 78.693 | 495.3004 | 308.5364 | 1000 | 12.2705 | 0 | 2254.3125 | 308.5364 | 308.5364 | 5523.3472 | 0 | 55014.2003 | -3.6067 | 417.929 | 111426.2053 | 16.7476 | 25.5842 | 40.1067 | -8.2771 | -7.2887 | 1.0924 | 2.0408 | 5.254 | 7.8849 | 3.7199 | 4.4657 | 5.7791 | 8712.7031 | 7464.2479 | 7464.2479 | 495.3004 | 301.7195 | 1081.9108 | FLAG: DCF EV below asset floor | 42.7692 | 0.15599 | 0.16174 | 13510.8578 | 18495.3462 | 277.2272 | 0 | 950.6973 | 12000 | 92.6519 | 104.6967 | 1931.1479 | -6.2084 | 3.0059 | 39357.2631 | 171.0921 | 185.0633 | 1000 | 1.5536 | 1.09 | 5.0802 | 88.9231 | 32.4506 | 4.4958 | 5.0802 | 185.0633 | 38.0213 | 223.0846 | 8340.1576 | 1045.4431 | 26.9043 | 16667.6805 | 12367.4189 | 11144.3333 | 102.8125 | 8648.6939 | 185.0633 | 0 | 32.4506
BRIDGE v0.7d 3: Vineland T5-T9 billing at Capacity v2 start quarters, no extra ramp (FY27 $447M -> $1,160M) | 2465.0795 | 8209.2404 | 19716.7966 | 4213.144 | -1135.4902 | 5020.2646 | -898.814 | 0.01 | 89.2262 | none to Q4'30 | 1000 | 33779.4469 | 11402.704 | 1000 | 951.2908 | -267.5658 | 17617.7171 | 26949.0429 | -955.6922 | -621.0962 | 0.75032 | 46166.2147 | 22149.4763 | 83.937 | 113.933 | 27.4243 | 25.2243 | 26.6743 | 27.2673 | 674.6864 | 0.03 | 0.65441 | 9750.4661 | 19716.7966 | 16.6917 | 0 | 1000 | 812.6073 | 20079.989 | -5508.7224 | 0.41448 | 78.9613 | 492.9252 | 308.5364 | 1000 | 12.2705 | 0 | 2254.3125 | 308.5364 | 308.5364 | 5631.6262 | 0 | 54467.8395 | -2.013 | 417.929 | 111441.9072 | 17.0986 | 25.9351 | 40.4576 | -8.2771 | -7.2887 | 1.0924 | 2.0408 | 5.254 | 7.8849 | 3.7199 | 4.4657 | 5.7791 | 8712.7031 | 8176.8737 | 8176.8737 | 492.9252 | 301.7195 | 1081.9108 | FLAG: DCF EV below asset floor | 42.7692 | 0.15599 | 0.16174 | 13510.8578 | 18495.3462 | 273.5837 | 0 | 950.6973 | 12000 | 92.2096 | 104.1969 | 2643.7736 | -6.2084 | 3.0059 | 38810.9023 | 168.717 | 182.6882 | 1000 | 1.5536 | 1.09 | 6.6508 | 89.2262 | 32.6736 | 5.8857 | 6.6508 | 182.6882 | 38.0213 | 220.7095 | 6288.5011 | 1034.3104 | 27.0515 | 16775.9595 | 12447.762 | 11144.3333 | 102.8125 | 6597.0375 | 182.6882 | 0 | 32.6736
BRIDGE v0.7d 4: HEADLINE PT self-consistent - all new issuance at the solved PT (= v0.7d) | 2465.0795 | 8209.2404 | 19716.7966 | 4213.144 | -1135.4902 | 5020.2646 | -898.814 | 0.01 | 6.6508 | none to Q4'30 | 1000 | 33779.4469 | 11402.704 | 1000 | 951.2908 | -267.5658 | 17617.7171 | 26949.0429 | -955.6922 | -621.0962 | 0.75032 | 46166.2147 | 22149.4763 | 6.2566 | 8.4924 | 27.4243 | 25.2243 | 26.6743 | 27.2673 | 674.6864 | 0.03 | 0.65441 | 9750.4661 | 19716.7966 | 16.6917 | 0 | 1000 | 812.6073 | 20079.989 | -5508.7224 | 0.41448 | 79.1626 | 491.6715 | 308.5364 | 1000 | 12.2705 | 0 | 2254.3125 | 308.5364 | 308.5364 | 5631.6262 | 0 | 54467.8395 | -2.013 | 417.929 | 111441.9072 | 17.0986 | 25.9351 | 40.4576 | -8.2771 | -7.2887 | 1.0924 | 2.0408 | 5.254 | 7.8849 | 3.7199 | 4.4657 | 5.7791 | 8712.7031 | 8176.8737 | 8176.8737 | 491.6715 | 301.7195 | 1081.9108 | FLAG: DCF EV below asset floor | 42.7692 | 0.15599 | 0.16174 | 13510.8578 | 18495.3462 | 272.5554 | 0 | 950.6973 | 12000 | 27.0515 | 30.5682 | 2643.7736 | -6.2084 | 3.0059 | 38913.7148 | 169.164 | 181.4345 | 1000 | 1.5536 | 1.09 | 6.6508 | 89.4538 | 32.6736 | 5.8857 | 6.6508 | 6288.5011 | 1355.7357 | 7644.2367 | 6288.5011 | 1034.3104 | 27.0515 | 16775.9595 | 12447.762 | 11144.3333 | 0 | 6597.0375 | 181.4345 | 0 | 32.6736
BRIDGE v0.8: stop-building scenario + Meta backstop toggle added, both OFF in base; floor excludes backstop (no base change) (= v0.8) | 2465.0795 | 8209.2404 | 19716.7966 | 4213.144 | -1135.4902 | 5020.2646 | -898.814 | 0.01 | 6.6508 | none to Q4'30 | 1000 | 33779.4469 | 11402.704 | 1000 | 951.2908 | -267.5658 | 17617.7171 | 26949.0429 | -955.6922 | -621.0962 | 0.75032 | 46166.2147 | 22149.4763 | 6.2566 | 8.4924 | 27.4243 | 25.2243 | 26.6743 | 27.2673 | 674.6864 | 0.03 | 0.65441 | 9750.4661 | 19716.7966 | 16.6917 | 0 | 1000 | 812.6073 | 20079.989 | -5508.7224 | 0.41448 | 79.1626 | 491.6715 | 308.5364 | 1000 | 12.2705 | 0 | 2254.3125 | 308.5364 | 308.5364 | 5631.6262 | 0 | 54467.8395 | -2.013 | 417.929 | 111441.9072 | 17.0986 | 25.9351 | 40.4576 | -8.2771 | -7.2887 | 1.0924 | 2.0408 | 5.254 | 7.8849 | 3.7199 | 4.4657 | 5.7791 | 8712.7031 | 8176.8737 | 8176.8737 | 491.6715 | 301.7195 | 1081.9108 | FLAG: DCF EV below asset floor | 42.7692 | 0.15599 | 0.16174 | 13510.8578 | 18495.3462 | 272.5554 | 0 | 950.6973 | 12000 | 27.0515 | 30.5682 | 2643.7736 | -6.2084 | 3.0059 | 38913.7148 | 169.164 | 181.4345 | 1000 | 1.5536 | 1.09 | 6.6508 | 89.4538 | 32.6736 | 5.8857 | 6.6508 | 6288.5011 | 1355.7357 | 7644.2367 | 6288.5011 | 1034.3104 | 27.0515 | 16775.9595 | 12447.762 | 11144.3333 | 0 | 6597.0375 | 181.4345 | 0 | 32.6736
BRIDGE v0.8b: funding-stack toggles (prepay / ABS / uncontracted price) added OFF; backstop built at $52.6M owned Rubin when stop-building (no base change) (= v0.8b) | 2465.0795 | 8209.2404 | 19716.7966 | 4213.144 | -1135.4902 | 5020.2646 | -898.814 | 0.01 | 6.6508 | none to Q4'30 | 1000 | 33779.4469 | 11402.704 | 1000 | 951.2908 | -267.5658 | 17617.7171 | 26949.0429 | -955.6922 | -621.0962 | 0.75032 | 46166.2147 | 22149.4763 | 6.2566 | 8.4924 | 27.4243 | 25.2243 | 26.6743 | 27.2673 | 674.6864 | 0.03 | 0.65441 | 9750.4661 | 19716.7966 | 16.6917 | 0 | 1000 | 812.6073 | 20079.989 | -5508.7224 | 0.41448 | 79.1626 | 491.6715 | 308.5364 | 1000 | 12.2705 | 0 | 2254.3125 | 308.5364 | 308.5364 | 5631.6262 | 0 | 54467.8395 | -2.013 | 417.929 | 111441.9072 | 17.0986 | 25.9351 | 40.4576 | -8.2771 | -7.2887 | 1.0924 | 2.0408 | 5.254 | 7.8849 | 3.7199 | 4.4657 | 5.7791 | 8712.7031 | 8176.8737 | 8176.8737 | 491.6715 | 301.7195 | 1081.9108 | FLAG: DCF EV below asset floor | 42.7692 | 0.15599 | 0.16174 | 13510.8578 | 18495.3462 | 272.5554 | 0 | 950.6973 | 12000 | 27.0515 | 30.5682 | 2643.7736 | -6.2084 | 3.0059 | 38913.7148 | 169.164 | 181.4345 | 1000 | 1.5536 | 1.09 | 6.6508 | 89.4538 | 32.6736 | 5.8857 | 6.6508 | 6288.5011 | 1355.7357 | 7644.2367 | 6288.5011 | 1034.3104 | 27.0515 | 16775.9595 | 12447.762 | 11144.3333 | 0 | 6597.0375 | 181.4345 | 0 | 32.6736
BRIDGE v0.8c: equity value per current share before issuance + reconciliation; authority ~130M (no value change) (= v0.8c) | 2465.0795 | 8209.2404 | 19716.7966 | 4213.144 | -1135.4902 | 5020.2646 | -898.814 | 0.01 | 6.6508 | none to Q4'30 | 1000 | 33779.4469 | 11402.704 | 1000 | 951.2908 | -267.5658 | 17617.7171 | 26949.0429 | -955.6922 | -621.0962 | 0.75032 | 46166.2147 | 22149.4763 | 6.2566 | 8.4924 | 27.4243 | 25.2243 | 26.6743 | 27.2673 | 674.6864 | 0.03 | 0.65441 | 9750.4661 | 19716.7966 | 16.6917 | 0 | 1000 | 812.6073 | 20079.989 | -5508.7224 | 0.41448 | 79.1626 | 491.6715 | 308.5364 | 1000 | 12.2705 | 0 | 2254.3125 | 308.5364 | 308.5364 | 5631.6262 | 0 | 54467.8395 | -2.013 | 417.929 | 111441.9072 | 17.0986 | 25.9351 | 40.4576 | -8.2771 | -7.2887 | 1.0924 | 2.0408 | 5.254 | 7.8849 | 3.7199 | 4.4657 | 5.7791 | 8712.7031 | 8176.8737 | 8176.8737 | 491.6715 | 301.7195 | 1081.9108 | FLAG: DCF EV below asset floor | 42.7692 | 0.15599 | 0.16174 | 13510.8578 | 18495.3462 | 272.5554 | 0 | 950.6973 | 12000 | 27.0515 | 30.5682 | 2643.7736 | -6.2084 | 3.0059 | 38913.7148 | 169.164 | 181.4345 | 1000 | 1.5536 | 1.09 | 6.6508 | 89.4538 | 32.6736 | 5.8857 | 6.6508 | 6288.5011 | 1355.7357 | 7644.2367 | 6288.5011 | 1034.3104 | 27.0515 | 16775.9595 | 12447.762 | 11144.3333 | 0 | 6597.0375 | 181.4345 | 0 | 32.6736
BRIDGE v0.8d 1: split uncontracted pricing (leased GB300 / owned Rubin) + renewal at 5-yr rate incl. terminal - toggles OFF in base (no base change) | 2465.0795 | 8209.2404 | 19716.7966 | 4213.144 | -1135.4902 | 5020.2646 | -898.814 | 0.01 | 6.6508 | none to Q4'30 | 1000 | 33779.4469 | 11402.704 | 1000 | 951.2908 | -267.5658 | 17617.7171 | 26949.0429 | -955.6922 | -621.0962 | 0.75032 | 46166.2147 | 22149.4763 | 6.2566 | 8.4924 | 27.4243 | 25.2243 | 26.6743 | 27.2673 | 674.6864 | 0.03 | 0.65441 | 9750.4661 | 19716.7966 | 16.6917 | 0 | 1000 | 812.6073 | 20079.989 | -5508.7224 | 0.41448 | 79.1626 | 491.6715 | 308.5364 | 1000 | 12.2705 | 0 | 2254.3125 | 308.5364 | 308.5364 | 5631.6262 | 0 | 54467.8395 | -2.013 | 417.929 | 111441.9072 | 17.0986 | 25.9351 | 40.4576 | -8.2771 | -7.2887 | 1.0924 | 2.0408 | 5.254 | 7.8849 | 3.7199 | 4.4657 | 5.7791 | 8712.7031 | 8176.8737 | 8176.8737 | 491.6715 | 301.7195 | 1081.9108 | FLAG: DCF EV below asset floor | 42.7692 | 0.15599 | 0.16174 | 13510.8578 | 18495.3462 | 272.5554 | 0 | 950.6973 | 12000 | 27.0515 | 30.5682 | 2643.7736 | -6.2084 | 3.0059 | 38913.7148 | 169.164 | 181.4345 | 1000 | 1.5536 | 1.09 | 6.6508 | 89.4538 | 32.6736 | 5.8857 | 6.6508 | 6288.5011 | 1355.7357 | 7644.2367 | 6288.5011 | 1034.3104 | 27.0515 | 16775.9595 | 12447.762 | 11144.3333 | 0 | 6597.0375 | 181.4345 | 0 | 32.6736
BRIDGE v0.8d 2: convert cash coupons in window charged against equity value (after tax) | 2465.0795 | 8209.2404 | 19716.7966 | 4213.144 | -1135.4902 | 5020.2646 | -898.814 | 0.01 | 0 | none to Q4'30 | 1000 | 33779.4469 | 11402.704 | 1000 | 951.2908 | -267.5658 | 17617.7171 | 26949.0429 | -955.6922 | -621.0962 | 0.75032 | 46166.2147 | 22149.4763 | 0 | 0 | 27.4243 | 25.2243 | 26.6743 | 27.2673 | 674.6864 | 0.03 | 0.65441 | 9750.4661 | 19716.7966 | 16.6917 | 0 | 1000 | 812.6073 | 20079.989 | -5508.7224 | 0.41448 | 75.1111 | 491.6715 | 308.5364 | 1000 | 12.2705 | 0 | 2254.3125 | 308.5364 | 308.5364 | 5631.6262 | 0 | 54467.8395 | -2.013 | 417.929 | 111441.9072 | 17.0986 | 25.9351 | 40.4576 | -8.2771 | -7.2887 | 1.0924 | 2.0408 | 5.254 | 7.8849 | 3.7199 | 4.4657 | 5.7791 | 8712.7031 | 8176.8737 | 8176.8737 | 491.6715 | 301.7195 | 1081.9108 | FLAG: DCF EV below asset floor | 42.7692 | 0.15599 | 0.16174 | 13510.8578 | 18495.3462 | 272.5554 | 0 | 950.6973 | 12000 | 20.5952 | 23.2726 | 2643.7736 | -6.2084 | 3.0059 | 38913.7148 | 169.164 | 181.4345 | 1000 | 1.5536 | 1.09 | 0 | 84.8755 | 27.1259 | 0 | 0.0113 | 3701209.3415 | 797942.3689 | 4499151.7104 | 3701209.3415 | 1225.9636 | 20.5952 | 16775.9595 | 12447.762 | 11144.3333 | 0 | 3701517.8778 | 181.4345 | 0 | 27.1259
BRIDGE v0.8d 3: R5 off - new shares issued at today's value (SC_Disc = Ke/(1+Ke)), not the 12-month PT (= v0.8d) | 2465.0795 | 8209.2404 | 19716.7966 | 4213.144 | -1135.4902 | 5020.2646 | -898.814 | 0.01 | 0 | none to Q4'30 | 1000 | 33779.4469 | 11402.704 | 1000 | 951.2908 | -267.5658 | 17617.7171 | 26949.0429 | -955.6922 | -621.0962 | 0.75032 | 46166.2147 | 22149.4763 | 0 | 0 | 27.4243 | 25.2243 | 26.6743 | 27.2673 | 674.6864 | 0.03 | 0.65441 | 9750.4661 | 19716.7966 | 16.6917 | 0 | 1000 | 812.6073 | 20079.989 | -5508.7224 | 0.41448 | 75.1111 | 491.6715 | 308.5364 | 1000 | 12.2705 | 0 | 2254.3125 | 308.5364 | 308.5364 | 5631.6262 | 0 | 54467.8395 | -2.013 | 417.929 | 111441.9072 | 17.0986 | 25.9351 | 40.4576 | -8.2771 | -7.2887 | 1.0924 | 2.0408 | 5.254 | 7.8849 | 3.7199 | 4.4657 | 5.7791 | 8712.7031 | 8176.8737 | 8176.8737 | 491.6715 | 301.7195 | 1081.9108 | FLAG: DCF EV below asset floor | 42.7692 | 0.15599 | 0.16174 | 13510.8578 | 18495.3462 | 272.5554 | 0 | 950.6973 | 12000 | 5.0004 | 5.6504 | 2643.7736 | -6.2084 | 3.0059 | 38913.7148 | 169.164 | 181.4345 | 1000 | 1.5536 | 1.09 | 0 | 84.8755 | 27.1259 | 0 | 0.01 | 4182366.5559 | 901674.8768 | 5084041.4327 | 4182366.5559 | 1225.9636 | 5.0004 | 16775.9595 | 12447.762 | 11144.3333 | 0 | 4182675.0922 | 181.4345 | 0 | 27.1259
GRID 0.0¦1¦1 | 2465.0795 | 7897.8937 | 18443.6134 | 3992.0879 | -1343.7654 | 5019.9376 | -5514.584 | 0.01 | 0 | none to Q4'30 | 1000 | 33773.22 | 10435.0847 | 1000 | 951.2908 | -1181.2653 | 17617.7171 | 26923.5792 | -955.6922 | -5236.8662 | 0.75032 | 44145.1399 | 22129.129 | 0 | 0 | 27.4243 | 25.2243 | 26.6743 | 27.2673 | 674.6864 | 0.03 | 0.64581 | 9750.4661 | 18443.6134 | 16 | 0 | 1000 | 812.6073 | 20079.989 | -5508.7224 | 0.41448 | 68.7564 | 500.9185 | 308.5364 | 1000 | 12.2705 | 0 | 2254.3125 | 308.5364 | 308.5364 | 5378.2684 | 0 | 56594.9814 | -16.9733 | 417.929 | 111332.459 | 16.2774 | 25.114 | 39.6364 | -8.2771 | -7.2887 | 1.0924 | 2.0408 | 5.254 | 7.8849 | 3.7199 | 4.4657 | 5.7791 | 8712.7031 | 7865.527 | 7865.527 | 500.9185 | 301.7195 | 1081.9108 | FLAG: DCF EV below asset floor | 42.7692 | 0.15599 | 0.16174 | 13510.8578 | 18495.3462 | 286.5553 | 0 | 950.6973 | 12000 | 4.1792 | 4.7225 | 2643.7736 | -6.2084 | 3.0059 | 41040.8567 | 178.411 | 190.6815 | 1000 | 1.5536 | 1.09 | 0 | 77.6947 | 16.3473 | 0 | 0.01 | 4395080.745 | 901674.8768 | 5296755.6218 | 4395080.745 | 2065.7186 | 4.1792 | 16522.6017 | 12259.7705 | 11144.3333 | 0 | 4395389.2814 | 190.6815 | 0 | 16.3484
GRID 0.02¦1¦1 | 2465.0795 | 8022.4324 | 18952.8867 | 4080.5103 | -1260.4554 | 5020.0684 | -3642.5117 | 0.01 | 0 | none to Q4'30 | 1000 | 33775.7108 | 10822.1324 | 1000 | 951.2908 | -815.7855 | 17617.7171 | 26933.7647 | -955.6922 | -3364.7939 | 0.75032 | 44953.5698 | 22137.2679 | 0 | 0 | 27.4243 | 25.2243 | 26.6743 | 27.2673 | 674.6864 | 0.03 | 0.64936 | 9750.4661 | 18952.8867 | 16.2767 | 0 | 1000 | 812.6073 | 20079.989 | -5508.7224 | 0.41448 | 71.3217 | 497.2197 | 308.5364 | 1000 | 12.2705 | 0 | 2254.3125 | 308.5364 | 308.5364 | 5483.0617 | 0 | 55744.1246 | -10.9057 | 417.929 | 111376.2382 | 16.6171 | 25.4536 | 39.9761 | -8.2771 | -7.2887 | 1.0924 | 2.0408 | 5.254 | 7.8849 | 3.7199 | 4.4657 | 5.7791 | 8712.7031 | 7990.0657 | 7990.0657 | 497.2197 | 301.7195 | 1081.9108 | FLAG: DCF EV below asset floor | 42.7692 | 0.15599 | 0.16174 | 13510.8578 | 18495.3462 | 280.9553 | 0 | 950.6973 | 12000 | 4.5189 | 5.1063 | 2643.7736 | -6.2084 | 3.0059 | 40190 | 174.7122 | 186.9827 | 1000 | 1.5536 | 1.09 | 0 | 80.5936 | 20.6234 | 0 | 0.01 | 4309995.0693 | 901674.8768 | 5211669.9462 | 4309995.0693 | 1629.3805 | 4.5189 | 16627.3951 | 12337.5271 | 11144.3333 | 0 | 4310303.6057 | 186.9827 | 0 | 20.6238
GRID 0.05¦1¦1 | 2465.0795 | 8209.2404 | 19716.7966 | 4213.144 | -1135.4902 | 5020.2646 | -898.814 | 0.01 | 0 | none to Q4'30 | 1000 | 33779.4469 | 11402.704 | 1000 | 951.2908 | -267.5658 | 17617.7171 | 26949.0429 | -955.6922 | -621.0962 | 0.75032 | 46166.2147 | 22149.4763 | 0 | 0 | 27.4243 | 25.2243 | 26.6743 | 27.2673 | 674.6864 | 0.03 | 0.65441 | 9750.4661 | 19716.7966 | 16.6917 | 0 | 1000 | 812.6073 | 20079.989 | -5508.7224 | 0.41448 | 75.1111 | 491.6715 | 308.5364 | 1000 | 12.2705 | 0 | 2254.3125 | 308.5364 | 308.5364 | 5631.6262 | 0 | 54467.8395 | -2.013 | 417.929 | 111441.9072 | 17.0986 | 25.9351 | 40.4576 | -8.2771 | -7.2887 | 1.0924 | 2.0408 | 5.254 | 7.8849 | 3.7199 | 4.4657 | 5.7791 | 8712.7031 | 8176.8737 | 8176.8737 | 491.6715 | 301.7195 | 1081.9108 | FLAG: DCF EV below asset floor | 42.7692 | 0.15599 | 0.16174 | 13510.8578 | 18495.3462 | 272.5554 | 0 | 950.6973 | 12000 | 5.0004 | 5.6504 | 2643.7736 | -6.2084 | 3.0059 | 38913.7148 | 169.164 | 181.4345 | 1000 | 1.5536 | 1.09 | 0 | 84.8755 | 27.1259 | 0 | 0.01 | 4182366.5559 | 901674.8768 | 5084041.4327 | 4182366.5559 | 1225.9636 | 5.0004 | 16775.9595 | 12447.762 | 11144.3333 | 0 | 4182675.0922 | 181.4345 | 0 | 27.1259
GRID 0.1¦1¦1 | 2465.0795 | 8520.5871 | 20989.9799 | 4434.2001 | -927.215 | 5020.5916 | 5391.2676 | 18.3738 | 5.2666 | none to Q4'30 | 1000 | 33785.6739 | 12370.3232 | 1000 | 951.2908 | 646.1338 | 17617.7171 | 26974.5065 | -955.6922 | 5668.9854 | 0.75032 | 50039.6398 | 22169.8236 | 4.9544 | 6.7249 | 27.4243 | 25.2243 | 26.6743 | 27.2673 | 674.6864 | 0.03 | 0.66214 | 9750.4661 | 20989.9799 | 17.3835 | 0 | 1000 | 812.6073 | 20079.989 | -5508.7224 | 0.41448 | 85.5815 | 482.8269 | 308.5364 | 1000 | 12.2705 | 0 | 2254.3125 | 308.5364 | 308.5364 | 5858.691 | 0 | 52433.2746 | 18.3738 | 417.929 | 111551.3554 | 17.8345 | 26.6711 | 41.1935 | -8.2771 | -7.2887 | 1.0924 | 2.0408 | 5.254 | 7.8849 | 3.7199 | 4.4657 | 5.7791 | 8712.7031 | 8488.2203 | 8488.2203 | 482.8269 | 301.7195 | 1081.9108 | FLAG: DCF EV below asset floor | 42.7692 | 0.15599 | 0.16174 | 13510.8578 | 18495.3462 | 259.1606 | 0 | 950.6973 | 12000 | 6.1757 | 6.9785 | 2643.7736 | -6.2084 | 3.0059 | 36879.15 | 160.3194 | 172.5899 | 1000 | 1.5536 | 1.09 | 5.2666 | 96.7071 | 43.9752 | 4.6607 | 4.6607 | 8537.1118 | 1934.6251 | 10471.7369 | 8537.1118 | 750.8479 | 6.1757 | 17003.0243 | 12616.244 | 11144.3333 | 0 | 8845.6482 | 172.5899 | 0 | 43.9752
GRID 0.0¦2¦1 | 2465.0795 | 8398.9991 | 19606.6469 | 4347.8727 | -1008.4471 | 5020.3598 | -2076.7986 | 0.01 | 0 | none to Q4'30 | 1000 | 33783.2421 | 11318.9902 | 1000 | 951.2908 | -347.5899 | 17617.7171 | 26946.8399 | -955.6922 | -1799.0808 | 0.75032 | 45420.4249 | 22145.6075 | 0 | 0 | 27.4243 | 25.2243 | 26.6743 | 27.2673 | 674.6864 | 0.03 | 0.65131 | 9750.4661 | 19606.6469 | 19.2078 | 0 | 1000 | 812.6073 | 20079.989 | -5508.7224 | 0.3585 | 72.9343 | 492.357 | 308.5364 | 1000 | 12.2705 | 0 | 2254.3125 | 308.5364 | 308.5364 | 5606.8476 | 0 | 54625.5312 | -5.831 | 417.929 | 111419.1799 | 17.0183 | 25.8548 | 40.3773 | -8.2771 | -7.2887 | 1.0924 | 2.0408 | 5.254 | 7.8849 | 3.7199 | 4.4657 | 5.7791 | 8712.7031 | 8366.6324 | 8366.6324 | 492.357 | 301.7195 | 1081.9108 | FLAG: DCF EV below asset floor | 42.7692 | 0.15599 | 0.16174 | 13510.8578 | 18495.3462 | 273.5732 | 0 | 950.6973 | 12000 | 4.9201 | 5.5597 | 2643.7736 | -6.2084 | 3.0059 | 39071.4065 | 169.8495 | 182.12 | 1000 | 1.5536 | 1.09 | 0 | 82.4157 | 23.6771 | 0 | 0.01 | 4198135.7258 | 901674.8768 | 5099810.6026 | 4198135.7258 | 1400.7835 | 4.9201 | 16751.1809 | 12429.3762 | 11144.3333 | 0 | 4198444.2622 | 182.12 | 0 | 23.6772
GRID 0.02¦2¦1 | 2465.0795 | 8503.6679 | 20054.8535 | 4422.1875 | -938.433 | 5020.4738 | -544.8461 | 0.01 | 0 | none to Q4'30 | 1000 | 33785.3355 | 11659.6272 | 1000 | 951.2908 | -25.9158 | 17617.7171 | 26955.804 | -955.6922 | -267.1283 | 0.75032 | 46105.8265 | 22152.6435 | 0 | 0 | 27.4243 | 25.2243 | 26.6743 | 27.2673 | 674.6864 | 0.03 | 0.65415 | 9750.4661 | 20054.8535 | 19.4204 | 0 | 1000 | 812.6073 | 20079.989 | -5508.7224 | 0.3585 | 75.103 | 489.1406 | 308.5364 | 1000 | 12.2705 | 0 | 2254.3125 | 308.5364 | 308.5364 | 5689.4117 | 0 | 53885.6362 | -0.86579 | 417.929 | 111456.9552 | 17.2859 | 26.1224 | 40.6449 | -8.2771 | -7.2887 | 1.0924 | 2.0408 | 5.254 | 7.8849 | 3.7199 | 4.4657 | 5.7791 | 8712.7031 | 8471.3012 | 8471.3012 | 489.1406 | 301.7195 | 1081.9108 | FLAG: DCF EV below asset floor | 42.7692 | 0.15599 | 0.16174 | 13510.8578 | 18495.3462 | 268.7035 | 0 | 950.6973 | 12000 | 5.2984 | 5.9872 | 2643.7736 | -6.2084 | 3.0059 | 38331.5115 | 166.633 | 178.9035 | 1000 | 1.5536 | 1.09 | 0 | 84.8664 | 27.4519 | 0 | 0.01 | 4124146.2265 | 901674.8768 | 5025821.1034 | 4124146.2265 | 1199.7505 | 5.2984 | 16833.745 | 12490.6388 | 11144.3333 | 0 | 4124454.7629 | 178.9035 | 0 | 27.452
GRID 0.05¦2¦1 | 2465.0795 | 8660.6712 | 20727.1634 | 4533.6598 | -833.4117 | 5020.6447 | 1732.3251 | 6.5148 | 0 | none to Q4'30 | 1000 | 33788.4755 | 12170.5827 | 1000 | 951.2908 | 456.5954 | 17617.7171 | 26969.2502 | -955.6922 | 2010.0429 | 0.75032 | 47133.9289 | 22163.1975 | 0 | 0 | 27.4243 | 25.2243 | 26.6743 | 27.2673 | 674.6864 | 0.03 | 0.65822 | 9750.4661 | 20727.1634 | 19.7392 | 0 | 1000 | 812.6073 | 20079.989 | -5508.7224 | 0.3585 | 78.4592 | 484.5044 | 308.5364 | 1000 | 12.2705 | 0 | 2254.3125 | 308.5364 | 308.5364 | 5807.5894 | 0 | 52819.1484 | 6.5148 | 417.929 | 111513.6182 | 17.6689 | 26.5054 | 41.0279 | -8.2771 | -7.2887 | 1.0924 | 2.0408 | 5.254 | 7.8849 | 3.7199 | 4.4657 | 5.7791 | 8712.7031 | 8628.3044 | 8628.3044 | 484.5044 | 301.7195 | 1081.9108 | FLAG: DCF EV below asset floor | 42.7692 | 0.15599 | 0.16174 | 13510.8578 | 18495.3462 | 261.6826 | 0 | 950.6973 | 12000 | 5.8993 | 6.6662 | 2643.7736 | -6.2084 | 3.0059 | 37265.0237 | 161.9968 | 174.2673 | 1000 | 1.5536 | 1.09 | 0 | 88.6589 | 33.2758 | 0 | 0.01 | 4017497.4475 | 901674.8768 | 4919172.3243 | 4017497.4475 | 979.1686 | 5.8993 | 16951.9227 | 12578.3267 | 11144.3333 | 0 | 4017805.9839 | 174.2673 | 0 | 33.2758
GRID 0.1¦2¦1 | 2465.0795 | 8922.3432 | 21847.6799 | 4719.447 | -658.3764 | 5020.9296 | 10088.4984 | 33.598 | 22.9722 | none to Q4'30 | 1000 | 33793.709 | 13022.1753 | 1000 | 951.2908 | 1260.7808 | 17617.7171 | 26991.6605 | -955.6922 | 10366.2162 | 0.75032 | 53439.4732 | 22180.7876 | 21.6105 | 29.3332 | 27.4243 | 25.2243 | 26.6743 | 27.2673 | 674.6864 | 0.03 | 0.66455 | 9750.4661 | 21847.6799 | 20.2705 | 0 | 1000 | 812.6073 | 20079.989 | -5508.7224 | 0.3585 | 94.0793 | 477.4472 | 308.5364 | 1000 | 12.2705 | 0 | 2254.3125 | 308.5364 | 308.5364 | 5990.7984 | 0 | 51195.74 | 33.598 | 417.929 | 111608.0566 | 18.2627 | 27.0992 | 41.6217 | -8.2771 | -7.2887 | 1.0924 | 2.0408 | 5.254 | 7.8849 | 3.7199 | 4.4657 | 5.7791 | 8712.7031 | 8889.9764 | 8889.9764 | 477.4472 | 301.7195 | 1081.9108 | OK: DCF EV above asset floor | 42.7692 | 0.15599 | 0.16174 | 13510.8578 | 18495.3462 | 250.9914 | 0 | 950.6973 | 12000 | 7.0483 | 7.9646 | 2643.7736 | -6.2084 | 3.0059 | 35641.6153 | 154.9396 | 167.2101 | 1000 | 1.5536 | 1.09 | 22.9722 | 106.3096 | 57.2799 | 20.3294 | 20.3294 | 1896.345 | 443.5324 | 2339.8774 | 1896.345 | 575.7356 | 7.0483 | 17135.1317 | 12714.2677 | 11144.3333 | 0 | 2204.8814 | 167.2101 | 0 | 57.2799
GRID 0.0¦1¦0 | 2465.0795 | 7897.8937 | 18443.6134 | 3992.0879 | -1343.7654 | 5019.9376 | -4684.4922 | 0.01 | 0 | none to Q4'30 | 1000 | 33773.22 | 10435.0847 | 1000 | 951.2908 | -1181.2653 | 17617.7171 | 26923.5792 | -955.6922 | -4406.7744 | 0.75032 | 44145.1399 | 22129.129 | 0 | 0 | 27.4243 | 25.2243 | 26.6743 | 27.2673 | 674.6864 | 0.03 | 0.64581 | 9750.4661 | 18443.6134 | 16 | 0 | 1000 | 812.6073 | 25825.759 | -7800.036 | 0.41448 | 62.2277 | 476.4831 | 308.5364 | 1000 | 12.2705 | 0 | 2254.3125 | 308.5364 | 308.5364 | 5378.2684 | 0 | 50973.9601 | -14.2828 | 417.929 | 111332.459 | 16.2774 | 25.114 | 39.6364 | -8.2771 | -7.2887 | 1.0924 | 2.0408 | 5.254 | 7.8849 | 3.7199 | 4.4657 | 5.7791 | 8712.7031 | 7865.527 | 7865.527 | 476.4831 | 301.7195 | 1081.9108 | FLAG: DCF EV below asset floor | 42.7692 | 0.15599 | 0.16174 | 13510.8578 | 18495.3462 | 249.8089 | 0 | 950.6973 | 12000 | 4.1792 | 4.7225 | 2643.7736 | -6.2084 | 3.0059 | 35419.8354 | 153.9755 | 166.246 | 1000 | 1.5536 | 1.09 | 0 | 70.3173 | 17.219 | 0 | 0.01 | 3832978.616 | 901674.8768 | 4734653.4928 | 3832978.616 | 1631.1069 | 4.1792 | 16522.6017 | 12259.7705 | 11144.3333 | 0 | 3833287.1524 | 166.246 | 0 | 17.2193
GRID 0.02¦1¦0 | 2465.0795 | 8022.4324 | 18952.8867 | 4080.5103 | -1260.4554 | 5020.0684 | -2812.4199 | 0.01 | 0 | none to Q4'30 | 1000 | 33775.7108 | 10822.1324 | 1000 | 951.2908 | -815.7855 | 17617.7171 | 26933.7647 | -955.6922 | -2534.7021 | 0.75032 | 44953.5698 | 22137.2679 | 0 | 0 | 27.4243 | 25.2243 | 26.6743 | 27.2673 | 674.6864 | 0.03 | 0.64936 | 9750.4661 | 18952.8867 | 16.2767 | 0 | 1000 | 812.6073 | 25825.759 | -7800.036 | 0.41448 | 64.8745 | 472.7843 | 308.5364 | 1000 | 12.2705 | 0 | 2254.3125 | 308.5364 | 308.5364 | 5483.0617 | 0 | 50123.1033 | -8.2152 | 417.929 | 111376.2382 | 16.6171 | 25.4536 | 39.9761 | -8.2771 | -7.2887 | 1.0924 | 2.0408 | 5.254 | 7.8849 | 3.7199 | 4.4657 | 5.7791 | 8712.7031 | 7990.0657 | 7990.0657 | 472.7843 | 301.7195 | 1081.9108 | FLAG: DCF EV below asset floor | 42.7692 | 0.15599 | 0.16174 | 13510.8578 | 18495.3462 | 244.2089 | 0 | 950.6973 | 12000 | 4.5189 | 5.1063 | 2643.7736 | -6.2084 | 3.0059 | 34568.9787 | 150.2767 | 162.5472 | 1000 | 1.5536 | 1.09 | 0 | 73.3082 | 21.5228 | 0 | 0.01 | 3747892.9403 | 901674.8768 | 4649567.8172 | 3747892.9403 | 1296.8679 | 4.5189 | 16627.3951 | 12337.5271 | 11144.3333 | 0 | 3748201.4767 | 162.5472 | 0 | 21.5228
GRID 0.05¦1¦0 | 2465.0795 | 8209.2404 | 19716.7966 | 4213.144 | -1135.4902 | 5020.2646 | -68.7222 | 0.67738 | 0 | none to Q4'30 | 1000 | 33779.4469 | 11402.704 | 1000 | 951.2908 | -267.5658 | 17617.7171 | 26949.0429 | -955.6922 | 208.9956 | 0.75032 | 46166.2147 | 22149.4763 | 0 | 0 | 27.4243 | 25.2243 | 26.6743 | 27.2673 | 674.6864 | 0.03 | 0.65441 | 9750.4661 | 19716.7966 | 16.6917 | 0 | 1000 | 812.6073 | 25825.759 | -7800.036 | 0.41448 | 68.8586 | 467.2361 | 308.5364 | 1000 | 12.2705 | 0 | 2254.3125 | 308.5364 | 308.5364 | 5631.6262 | 0 | 48846.8182 | 0.67738 | 417.929 | 111441.9072 | 17.0986 | 25.9351 | 40.4576 | -8.2771 | -7.2887 | 1.0924 | 2.0408 | 5.254 | 7.8849 | 3.7199 | 4.4657 | 5.7791 | 8712.7031 | 8176.8737 | 8176.8737 | 467.2361 | 301.7195 | 1081.9108 | FLAG: DCF EV below asset floor | 42.7692 | 0.15599 | 0.16174 | 13510.8578 | 18495.3462 | 235.809 | 0 | 950.6973 | 12000 | 5.1111 | 5.7756 | 2643.7736 | -6.2084 | 3.0059 | 33292.6935 | 144.7285 | 156.999 | 1000 | 1.5536 | 1.09 | 0 | 77.8102 | 28.1525 | 0 | 0.01 | 3620264.4269 | 901674.8768 | 4521939.3037 | 3620264.4269 | 979.079 | 5.1111 | 16775.9595 | 12447.762 | 11144.3333 | 0 | 3620572.9632 | 156.999 | 0 | 28.1525
GRID 0.1¦1¦0 | 2465.0795 | 8520.5871 | 20989.9799 | 4434.2001 | -927.215 | 5020.5916 | 6221.3594 | 21.0642 | 8.3068 | none to Q4'30 | 1000 | 33785.6739 | 12370.3232 | 1000 | 951.2908 | 646.1338 | 17617.7171 | 26974.5065 | -955.6922 | 6499.0772 | 0.75032 | 50039.6398 | 22169.8236 | 7.8144 | 10.6069 | 27.4243 | 25.2243 | 26.6743 | 27.2673 | 674.6864 | 0.03 | 0.66214 | 9750.4661 | 20989.9799 | 17.3835 | 0 | 1000 | 812.6073 | 25825.759 | -7800.036 | 0.41448 | 79.7078 | 458.4395 | 308.5364 | 1000 | 12.2705 | 0 | 2254.3125 | 308.5364 | 308.5364 | 5858.691 | 0 | 46823.3061 | 21.0642 | 417.929 | 111551.3554 | 17.8345 | 26.6711 | 41.1935 | -8.2771 | -7.2887 | 1.0924 | 2.0408 | 5.254 | 7.8849 | 3.7199 | 4.4657 | 5.7791 | 8712.7031 | 8488.2203 | 8488.2203 | 458.4395 | 301.7195 | 1081.9108 | OK: DCF EV above asset floor | 42.7692 | 0.15599 | 0.16174 | 13510.8578 | 18495.3462 | 222.4863 | 0 | 950.6973 | 12000 | 6.1757 | 6.9785 | 2643.7736 | -6.2084 | 3.0059 | 31269.1814 | 135.932 | 148.2025 | 1000 | 1.5536 | 1.09 | 8.3068 | 90.0698 | 44.9674 | 7.3511 | 7.3511 | 4649.5012 | 1226.5784 | 5876.0796 | 4649.5012 | 607.3566 | 6.1757 | 17003.0243 | 12616.244 | 11144.3333 | 0 | 4958.0376 | 148.2025 | 0 | 44.9674
GRID 0.0¦2¦0 | 2465.0795 | 8398.9991 | 19606.6469 | 4347.8727 | -1008.4471 | 5020.3598 | -1246.7068 | 0.01 | 0 | none to Q4'30 | 1000 | 33783.2421 | 11318.9902 | 1000 | 951.2908 | -347.5899 | 17617.7171 | 26946.8399 | -955.6922 | -968.989 | 0.75032 | 45420.4249 | 22145.6075 | 0 | 0 | 27.4243 | 25.2243 | 26.6743 | 27.2673 | 674.6864 | 0.03 | 0.65131 | 9750.4661 | 19606.6469 | 19.2078 | 0 | 1000 | 812.6073 | 25825.759 | -7800.036 | 0.3585 | 66.5042 | 467.9216 | 308.5364 | 1000 | 12.2705 | 0 | 2254.3125 | 308.5364 | 308.5364 | 5606.8476 | 0 | 49004.5099 | -3.1406 | 417.929 | 111419.1799 | 17.0183 | 25.8548 | 40.3773 | -8.2771 | -7.2887 | 1.0924 | 2.0408 | 5.254 | 7.8849 | 3.7199 | 4.4657 | 5.7791 | 8712.7031 | 8366.6324 | 8366.6324 | 467.9216 | 301.7195 | 1081.9108 | FLAG: DCF EV below asset floor | 42.7692 | 0.15599 | 0.16174 | 13510.8578 | 18495.3462 | 236.8268 | 0 | 950.6973 | 12000 | 4.9201 | 5.5597 | 2643.7736 | -6.2084 | 3.0059 | 33450.3852 | 145.414 | 157.6845 | 1000 | 1.5536 | 1.09 | 0 | 75.1498 | 24.5993 | 0 | 0.01 | 3636033.5968 | 901674.8768 | 4537708.4736 | 3636033.5968 | 1116.6267 | 4.9201 | 16751.1809 | 12429.3762 | 11144.3333 | 0 | 3636342.1332 | 157.6845 | 0 | 24.5993
GRID 0.02¦2¦0 | 2465.0795 | 8503.6679 | 20054.8535 | 4422.1875 | -938.433 | 5020.4738 | 285.2457 | 1.8246 | 0 | none to Q4'30 | 1000 | 33785.3355 | 11659.6272 | 1000 | 951.2908 | -25.9158 | 17617.7171 | 26955.804 | -955.6922 | 562.9635 | 0.75032 | 46105.8265 | 22152.6435 | 0 | 0 | 27.4243 | 25.2243 | 26.6743 | 27.2673 | 674.6864 | 0.03 | 0.65415 | 9750.4661 | 20054.8535 | 19.4204 | 0 | 1000 | 812.6073 | 25825.759 | -7800.036 | 0.3585 | 68.8228 | 464.7247 | 308.5364 | 1000 | 12.2705 | 0 | 2254.3125 | 308.5364 | 308.5364 | 5689.4117 | 0 | 48269.1208 | 1.8246 | 417.929 | 111456.9552 | 17.2859 | 26.1224 | 40.6449 | -8.2771 | -7.2887 | 1.0924 | 2.0408 | 5.254 | 7.8849 | 3.7199 | 4.4657 | 5.7791 | 8712.7031 | 8471.3012 | 8471.3012 | 464.7247 | 301.7195 | 1081.9108 | FLAG: DCF EV below asset floor | 42.7692 | 0.15599 | 0.16174 | 13510.8578 | 18495.3462 | 231.9866 | 0 | 950.6973 | 12000 | 5.4092 | 6.1123 | 2643.7736 | -6.2084 | 3.0059 | 32714.9962 | 142.2172 | 154.4877 | 1000 | 1.5536 | 1.09 | 0 | 77.7698 | 28.4884 | 0 | 0.01 | 3562494.6898 | 901674.8768 | 4464169.5666 | 3562494.6898 | 956.3793 | 5.4092 | 16833.745 | 12490.6388 | 11144.3333 | 0 | 3562803.2262 | 154.4877 | 0 | 28.4884
GRID 0.05¦2¦0 | 2465.0795 | 8660.6712 | 20727.1634 | 4533.6598 | -833.4117 | 5020.6447 | 2562.4169 | 9.2052 | 0 | none to Q4'30 | 1000 | 33788.4755 | 12170.5827 | 1000 | 951.2908 | 456.5954 | 17617.7171 | 26969.2502 | -955.6922 | 2840.1347 | 0.75032 | 47133.9289 | 22163.1975 | 0 | 0 | 27.4243 | 25.2243 | 26.6743 | 27.2673 | 674.6864 | 0.03 | 0.65822 | 9750.4661 | 20727.1634 | 19.7392 | 0 | 1000 | 812.6073 | 25825.759 | -7800.036 | 0.3585 | 72.2196 | 460.0885 | 308.5364 | 1000 | 12.2705 | 0 | 2254.3125 | 308.5364 | 308.5364 | 5807.5894 | 0 | 47202.633 | 9.2052 | 417.929 | 111513.6182 | 17.6689 | 26.5054 | 41.0279 | -8.2771 | -7.2887 | 1.0924 | 2.0408 | 5.254 | 7.8849 | 3.7199 | 4.4657 | 5.7791 | 8712.7031 | 8628.3044 | 8628.3044 | 460.0885 | 301.7195 | 1081.9108 | FLAG: DCF EV below asset floor | 42.7692 | 0.15599 | 0.16174 | 13510.8578 | 18495.3462 | 224.9657 | 0 | 950.6973 | 12000 | 5.8993 | 6.6662 | 2643.7736 | -6.2084 | 3.0059 | 31648.5084 | 137.581 | 149.8515 | 1000 | 1.5536 | 1.09 | 0 | 81.6081 | 34.2408 | 0 | 0.01 | 3455845.9108 | 901674.8768 | 4357520.7876 | 3455845.9108 | 784.9175 | 5.8993 | 16951.9227 | 12578.3267 | 11144.3333 | 0 | 3456154.4471 | 149.8515 | 0 | 34.2409
GRID 0.1¦2¦0 | 2465.0795 | 8922.3432 | 21847.6799 | 4719.447 | -658.3764 | 5020.9296 | 10918.5902 | 36.2885 | 26.0124 | none to Q4'30 | 1000 | 33793.709 | 13022.1753 | 1000 | 951.2908 | 1260.7808 | 17617.7171 | 26991.6605 | -955.6922 | 11196.308 | 0.75032 | 53439.4732 | 22180.7876 | 24.4704 | 33.2152 | 27.4243 | 25.2243 | 26.6743 | 27.2673 | 674.6864 | 0.03 | 0.66455 | 9750.4661 | 21847.6799 | 20.2705 | 0 | 1000 | 812.6073 | 25825.759 | -7800.036 | 0.3585 | 88.5932 | 453.0598 | 308.5364 | 1000 | 12.2705 | 0 | 2254.3125 | 308.5364 | 308.5364 | 5990.7984 | 0 | 45585.7715 | 36.2885 | 417.929 | 111608.0566 | 18.2627 | 27.0992 | 41.6217 | -8.2771 | -7.2887 | 1.0924 | 2.0408 | 5.254 | 7.8849 | 3.7199 | 4.4657 | 5.7791 | 8712.7031 | 8889.9764 | 8889.9764 | 453.0598 | 301.7195 | 1081.9108 | OK: DCF EV above asset floor | 42.7692 | 0.15599 | 0.16174 | 13510.8578 | 18495.3462 | 214.3171 | 0 | 950.6973 | 12000 | 7.0483 | 7.9646 | 2643.7736 | -6.2084 | 3.0059 | 30031.6468 | 130.5522 | 142.8227 | 1000 | 1.5536 | 1.09 | 26.0124 | 100.1103 | 58.326 | 23.0198 | 23.0198 | 1431.01 | 391.695 | 1822.705 | 1431.01 | 467.3915 | 7.0483 | 17135.1317 | 12714.2677 | 11144.3333 | 0 | 1739.5464 | 142.8227 | 0 | 58.326
3) FY27 EBIT at GPU life 4 / 5 / 6 yrs vs Skeptic
| 4 yrs | 5 yrs | 6 yrs
Model FY27 EBIT ($M, static) | -2272.6841 | -1135.4902 | -377.3609
Skeptic FY27 EBIT ($M) | 820 | 1980 | 2750
Model - Skeptic | -3092.6841 | -3115.4902 | -3127.3609
Note on A61: † $16.2M is the owned-hall *contract* print (Anthropic–Nscale S-1 / ~$44.6B ÷ 6 ÷ ~460 IT MW). Monarch WV campus is civil-only as of late Sep 2026 (graded pads, no hall roofs; air permit draft; Caterpillar microgrid not live; financing not committed) — Grade Yellow for 460 MW by H1'28. Underwrite price from the contract, not from imagery. Source: peers/sites/site_verification.md §7.
Note on A220: † $16.2M is the owned-hall *contract* print (Anthropic–Nscale S-1 / ~$44.6B ÷ 6 ÷ ~460 IT MW). Monarch WV campus is civil-only as of late Sep 2026 (graded pads, no hall roofs; air permit draft; Caterpillar microgrid not live; financing not committed) — Grade Yellow for 460 MW by H1'28. Underwrite price from the contract, not from imagery. Source: peers/sites/site_verification.md §7.

## Sources
Sources & linked files
Capacity | /workspace/nebius/capacity/nebius_capacity.xlsx (Sites, Quarterly MW copied as values; Vineland tranche track) | Capacity & Power
GPU price history | /workspace/nebius/market/gpu_price_history.xlsx (H100 decay -> residual curve) | GPU Market
Pricing | nebius.com/prices snapshot Oct 4 2026 (effective Oct 1 2026) | GPU Market
Consensus | /workspace/nebius/skeptic/01_priced_in.xlsx (Oct 2 2026; share price 242.81) | Skeptic
Filings | /workspace/nebius/filings/nebius_filings.xlsx (Quarterly, Converts, CapStructure, SOTP, Controls_Depreciation) | Filings & Capital
Microsoft 6-K | https://www.sec.gov/Archives/edgar/data/1513845/000110465925088312/tm2525580d1_6k.htm | Filings
Q2'26 6-K | https://www.sec.gov/Archives/edgar/data/1513845/000110465926094568/tm2622968d1_ex99-1.htm (Notes 1, 7, 12) | Filings
A100 list history | GPU Market archived A100 list data: neocloud A100 composite $1.23 -> $2.00 (Nov 2020 -> Oct 2026); hyperscaler composite -1.8%/yr (Estimated; supports 5-6 yr economic GPU life) | GPU Market
Nebius vs neocloud median OD list, Oct 2026 | H100 $4.50 vs $3.99; H200 $5.40 vs $5.29; B200 $8.50 vs $7.49 (GPU Market, /workspace/nebius/market/gpu_price_history.xlsx) | GPU Market
Comps | CoreWeave EV $79.5B at 6/30/26, ~1,500 MW active, ~3.7 GW contracted (GPU Market, Derived) | GPU Market